## Disclaimer
DISCLAIMER, AUTHORISATION AND ACKNOWLEDGEMENT
The Green Star environmental rating system for buildings (“Green Star”) and the Green Star – Performance rating tool (“Green Star – Performance") have been developed by the Green Building Council of Australia (“GBCA”). Green Star – Performance evaluates the operational performance of all types of existing buildings (with the exception of single detached dwellings). It is intended for use by stakeholders including project team members as a guide for sustainable existing building operations. As with all Green Star rating tools, Green Star – Performance may be subject to further development in the future.
Green Star and Green Star – Performance have been developed with the assistance and participation of representatives from many organisations. The GBCA authorises you to view and use Green Star – Performance for your individual use only. In exchange for this authorisation, you agree that the GBCA retains all copyright and other proprietary rights contained in and in relation to Green Star – Performance and agree not to sell, modify, or use for another purpose all or any part of the tool or to reproduce, display or distribute the tool in any way for any public or commercial purpose, including display on a website or in a networked environment. Unauthorised use of Green Star and/or Green Star – Performance will violate copyright and other laws, and is prohibited. All text, graphics, layout and other elements of content contained in Green Star and its rating tools are owned by the GBCA and are protected by copyright, trade mark and other laws.
To the maximum extent permitted by law, the GBCA does not accept responsibility, including without limitation for negligence, for any inaccuracy within Green Star and/or its rating tools and makes no warranty, expressed or implied, including the warranties of merchantability and fitness for a particular purpose, nor assumes any legal liability or responsibility to you or any third parties for the accuracy, completeness, or use of, or reliance on, any information contained in Green Star and/or Green Star – Performance , or for any injuries, losses or damages (including, without limitation, equitable relief and economic loss) arising out of such use or reliance.
Green Star and Green Star – Performance are no substitute for professional advice. You should seek your own professional and other appropriate advice on the matters addressed by them.
As a condition of use, you covenant not to sue, and agree to waive and release the GBCA, its officers, agents, employees and its members from any and all claims, demands and causes of action for any injury, loss, destruction or damage (including, without limitation, equitable relief and economic loss) that you may now or hereafter have a right to assert against such parties as a result of your use of, or reliance on, Green Star and/or Green Star – Performance.
The GBCA does not endorse any self-assessed Green Star rating achieved by the use of Green Star – Performance. The GBCA offers a formal certification process for 1 Star to 6 Star ratings; this service provides for independent third party review of points claimed to ensure all points can be demonstrated to be achieved by the provision of the necessary documentary evidence. The use of Green Star – Performance without formal certification by the GBCA does not entitle the user or any other party to promote the Green Star rating achieved.
The application of Green Star – Performance to the operational performance of all types of existing buildings (with the exception of single detached dwellings) is encouraged to assess and improve their environmental performance attributes. However, formal recognition of the Green Star rating – and the right to promote same – requires undertaking the formal certification process offered by the GBCA.
You are only authorised to proceed to use Green Star and Green Star – Performance on this basis.
All rights reserved.

## Instructions
Cell Types
User input cell. | Please fill in these cells only (white background).
Calculation cell. | These cells are used for calculating user input values, please do not attempt to modify these cells (light blue background).
Results cell. | These cells are used to display the results from all calculations (blue background).
Reference cell. | These cells are used to display instructions in completing the user input cells and also provide references to the Submission Guidelines e.g. credit benchmarks (light grey background).
Portfolio Submissions
When a single applicant wishes to rate more than one building the GBCA offers a Portfolio approach to certification. A portfolio approach will reduce time and duplication of effort involved in attaining a Green Star - Performance rating for a number of properties. Where relevant, some credits can be submitted in a portfolio submission for assessment across multiple buildings. The calculators submitted for these credits must be uniquely identified according to the building they are relevant to, by completing the building information details at the top of the calculator worksheet. If you are submitting a credit which has a calculator under a portfolio submission, please use the below guidance: 1. Open the credit's calculator. 2. Open the relevant calculator worksheet. 3. At the bottom of the page, right-click on the worksheet tab and select 'Move or Copy'. 4. Tick the 'Create a copy' check box and then click 'OK'. The calculator worksheet will be copied within the file, enabling information to be submitted for multiple buildings. 5. Repeat for as many buildings that are being included within the portfolio submission. 6. Ensure each worksheet uniquely identifies each building by completing the building information details. Your case manager will be able to assist with any questions you may have about this process.
Support
Please ensure to reference the Green Star - Performance v1 Submission Guidelines for guidance on how to complete the calculators. Submission Templates and Calculators jointly respond to credit requirements as outlined in the submission guidelines. The GBCA advises consulting and using each of these documents and any relevant supporting materials as needed to support an informed and consistent approach to your submission. For any queries or additional information, please contact your project's GBCA Case Manager.

## Change Log
Please ensure that you use the most up-to-date version of Green Star calculators They are routinely updated, and using the most current version will make filling in your calculator easier, clearer and more accurate. This calculator provides an indication of the number of points available in the rating tool. It is not final, and it is only intended for feedback purposes.
Change Log
| Calculator Release | Summary of Changes
Green Star - Performance Submission Guidelines Version 1.1 | r1 - 08/04/2016 | Release for Green Star - Performance v1.1, no changes (r1).
Green Star - Performance Submission Guidelines Version 1.0 | r1 - 22/04/2015 | Initial release.

## 16C Building Details
REFER TO CIR FOR PEAK DEMAND - NOTE THIS IS AN INTERIM CALCULATOR FOR INITIAL CERTIFICATION ONLY IN COMBINATION WITH A PROJECT SPECIFIC CIR.
16A Building Details - Information from building seeking Green Star certification
Building Details - Input
Building Details | Input |  |  |  | Period | Year 1
Building name or Green Star Number |  |  |  |  | Baseline period start date
Street Address |  |  |  |  | Baseline period end date | 1900-12-30
City or Suburb
PostCode |  |  |  |  | Gross building area (m2) | 0
State / territory |  |  |  |  | Cooling degree days
Metro / Non-metro |  |  |  |  | Heating degree days
Primary building use
Industry
Building description
Total Peak Demand Summary (Not Normalised)
|  |  | Year 1 | 0 | 0 |  |  |  | 5 Year Average
Source Item | Supplier | Account No. | Historical Baseline (kVA)
|  |  | Year 1 | [5 empty] | 5 Year Average
Account 1 | 0 | 0 | 0
Account 2 | 0 | 0 | 0
Account 3 | 0 | 0 | 0
Account 4 | 0 | 0 | 0
Account 5 | 0 | 0 | 0
Account 6 | 0 | 0 | 0
Account 7 | 0 | 0 | 0
AGGREGATED TOTAL PEAK DEMAND |  |  | 0
Operational Variables Summary
Operating variable | Historical Operating Data
Year 1
Cooling degree days
Heating degree days
Adjusted Area | 0
Adjusted Hours | #DIV/0!
Adjusted Operational Variable 1 | #DIV/0!
Adjusted Operational Variable 2 | #DIV/0!
Adjusted Operational Variable 3 | #DIV/0!
Operational variables - Input Data
Building Details | Description | Area (m2) | Typical hours of operation (hours / week) | Adjusted Operational Variable 1 | Adjusted Operational Variable 2 | Adjusted Operational Variable 3 | Duration of occupation within performance period | Comments
Functional space 1
Functional space 2
Functional space 3
Functional space 4
Functional space 5
Functional space 6
Functional space 7
Functional space 8
Functional space 9
Functional space 10
Functional space 11
Functional space 12
Functional space 13
Functional space 14
Functional space 15
|  | Adjusted area (m2) | Adjusted hours (hours / week) | Adjusted operational variable 1 | Adjusted operational variable 2 | Adjusted operational variable 3
|  | 0 | #DIV/0! | #DIV/0! | #DIV/0! | #DIV/0!
Historical Utility Billing Data Inputs - Baseline and Performance Period Inputs
Account 1
Supplier
Meter No.
Account number
Demand Units (kW or kVA)
Description of coverage
Please note: Data MUST be placed in ascending order. Earliest 'start of billed period' date first through to latest date.
Supplier | Account number | Start of billed period | End of billed period | Peak Demand () | Power Factor | Days in billing period | Conversion to kVA | Peak Demand in Performance Period (kVA)
[7 empty] | 0 | 0
[7 empty] | 0 | 0
[7 empty] | 0 | 0
[7 empty] | 0 | 0
[7 empty] | 0 | 0
[7 empty] | 0 | 0
[7 empty] | 0 | 0
[7 empty] | 0 | 0
[7 empty] | 0 | 0
[7 empty] | 0 | 0
[7 empty] | 0 | 0
[7 empty] | 0 | 0
Account 2
Supplier
Meter No.
Account number
Demand Units (kW or kVA)
Description of coverage
Please note: Data MUST be placed in ascending order. Earliest 'start of billed period' date first through to latest date.
Supplier | Account number | Start of billed period | End of billed period | Peak Demand () | Power Factor | Days in billing period | Conversion to kVA | Peak Demand in Year 1 (kVA)
[7 empty] | 0 | 0
[7 empty] | 0 | 0
[7 empty] | 0 | 0
[7 empty] | 0 | 0
[7 empty] | 0 | 0
[7 empty] | 0 | 0
[7 empty] | 0 | 0
[7 empty] | 0 | 0
[7 empty] | 0 | 0
[7 empty] | 0 | 0
[7 empty] | 0 | 0
[7 empty] | 0 | 0
Account 3
Supplier
Meter No.
Account number
Demand Units (kW or kVA)
Description of coverage
Please note: Data MUST be placed in ascending order. Earliest 'start of billed period' date first through to latest date.
Supplier | Account number | Start of billed period | End of billed period | Peak Demand () | Power Factor | Days in billing period | Conversion to kVA | Peak Demand in Year 1 (kVA)
[7 empty] | 0 | 0
[7 empty] | 0 | 0
[7 empty] | 0 | 0
[7 empty] | 0 | 0
[7 empty] | 0 | 0
[7 empty] | 0 | 0
[7 empty] | 0 | 0
[7 empty] | 0 | 0
[7 empty] | 0 | 0
[7 empty] | 0 | 0
[7 empty] | 0 | 0
[7 empty] | 0 | 0
Account 4
Supplier
Meter No.
Account number
Demand Units (kW or kVA)
Description of coverage
Please note: Data MUST be placed in ascending order. Earliest 'start of billed period' date first through to latest date.
Supplier | Account number | Start of billed period | End of billed period | Peak Demand () | Power Factor | Days in billing period | Conversion to kVA | Peak Demand in Year 1 (kVA)
[7 empty] | 0 | 0
[7 empty] | 0 | 0
[7 empty] | 0 | 0
[7 empty] | 0 | 0
[7 empty] | 0 | 0
[7 empty] | 0 | 0
[7 empty] | 0 | 0
[7 empty] | 0 | 0
[7 empty] | 0 | 0
[7 empty] | 0 | 0
[7 empty] | 0 | 0
[7 empty] | 0 | 0
Account 5
Supplier
Meter No.
Account number
Demand Units (kW or kVA)
Description of coverage
Please note: Data MUST be placed in ascending order. Earliest 'start of billed period' date first through to latest date.
Supplier | Account number | Start of billed period | End of billed period | Peak Demand () | Power Factor | Days in billing period | Conversion to kVA | Peak Demand in Year 1 (kVA)
[7 empty] | 0 | 0
[7 empty] | 0 | 0
[7 empty] | 0 | 0
[7 empty] | 0 | 0
[7 empty] | 0 | 0
[7 empty] | 0 | 0
[7 empty] | 0 | 0
[7 empty] | 0 | 0
[7 empty] | 0 | 0
[7 empty] | 0 | 0
[7 empty] | 0 | 0
[7 empty] | 0 | 0
Account 6
Supplier
Meter No.
Account number
Demand Units (kW or kVA)
Description of coverage
Please note: Data MUST be placed in ascending order. Earliest 'start of billed period' date first through to latest date.
Supplier | Account number | Start of billed period | End of billed period | Peak Demand () | Power Factor | Days in billing period | Conversion to kVA | Peak Demand in Year 1 (kVA)
[7 empty] | 0 | 0
[7 empty] | 0 | 0
[7 empty] | 0 | 0
[7 empty] | 0 | 0
[7 empty] | 0 | 0
[7 empty] | 0 | 0
[7 empty] | 0 | 0
[7 empty] | 0 | 0
[7 empty] | 0 | 0
[7 empty] | 0 | 0
[7 empty] | 0 | 0
[7 empty] | 0 | 0
Account 7
Supplier
Meter No.
Account number
Demand Units (kW or kVA)
Description of coverage
Please note: Data MUST be placed in ascending order. Earliest 'start of billed period' date first through to latest date.
Supplier | Account number | Start of billed period | End of billed period | Peak Demand () | Power Factor | Days in billing period | Conversion to kVA | Peak Demand in Year 1 (kVA)
[7 empty] | 0 | 0
[7 empty] | 0 | 0
[7 empty] | 0 | 0
[7 empty] | 0 | 0
[7 empty] | 0 | 0
[7 empty] | 0 | 0
[7 empty] | 0 | 0
[7 empty] | 0 | 0
[7 empty] | 0 | 0
[7 empty] | 0 | 0
[7 empty] | 0 | 0
[7 empty] | 0 | 0
Aggregated peak demand for the building
Peak Demand (kVA)
Year | Month | Start date | End date |  | Account 1 | Account 2 | Account 3 | Account 4 | Account 5 | Account 6 | Account 7 | Aggregated
1 | 1 | 0 | 0 | Historical Benchmark Year 1 | 0 | 0 | 0 | 0 | 0 | 0 | 0 | 0
1 | 2 | 0 | 0 |  | 0 | 0 | 0 | 0 | 0 | 0 | 0 | 0
1 | 3 | 0 | 0 |  | 0 | 0 | 0 | 0 | 0 | 0 | 0 | 0
1 | 4 | 0 | 0 |  | 0 | 0 | 0 | 0 | 0 | 0 | 0 | 0
1 | 5 | 0 | 0 |  | 0 | 0 | 0 | 0 | 0 | 0 | 0 | 0
1 | 6 | 0 | 0 |  | 0 | 0 | 0 | 0 | 0 | 0 | 0 | 0
1 | 7 | 0 | 0 |  | 0 | 0 | 0 | 0 | 0 | 0 | 0 | 0
1 | 8 | 0 | 0 |  | 0 | 0 | 0 | 0 | 0 | 0 | 0 | 0
1 | 9 | 0 | 0 |  | 0 | 0 | 0 | 0 | 0 | 0 | 0 | 0
1 | 10 | 0 | 0 |  | 0 | 0 | 0 | 0 | 0 | 0 | 0 | 0
1 | 11 | 0 | 0 |  | 0 | 0 | 0 | 0 | 0 | 0 | 0 | 0
1 | 12 | 0 | 0 |  | 0 | 0 | 0 | 0 | 0 | 0 | 0 | 0
1 | Year | 0 | 1900-12-29 |  | 0 | 0 | 0 | 0 | 0 | 0 | 0 | 0
Index Referencing
[5 empty] | 1 | 2 | 3 | 4 | 5 | 6
2
3
4
5
6
7
8
Formulas:
Year 1 = DATE(YEAR([Year 1, row above])+1,MONTH([Year 1, row above]),DAY([Year 1, row above])-1)
Area (m2) = IF([Area (m2), row above]=0,0,[Adjusted hours (hours / week), row above]+1)
Adjusted hours (hours / week) = IF([Area (m2)]=0,0,[Area (m2)]+30)
Adjusted hours (hours / week) = [Area (m2)]+364
Note on G78: Jack Manning: Power Factor only required if peak demand is not measured in kVA.
Note on G101: Jack Manning: Power Factor only required if peak demand is not measured in kVA.
Note on G124: Jack Manning: Power Factor only required if peak demand is not measured in kVA.
Note on G147: Jack Manning: Power Factor only required if peak demand is not measured in kVA.
Note on G170: Jack Manning: Power Factor only required if peak demand is not measured in kVA.
Note on G193: Jack Manning: Power Factor only required if peak demand is not measured in kVA.
Note on G216: Jack Manning: Power Factor only required if peak demand is not measured in kVA.

## 16C Calculation
REFER TO CIR FOR PEAK DEMAND - NOTE THIS IS AN INTERIM CALCULATOR FOR INITIAL CERTIFICATION ONLY IN COMBINATION WITH A PROJECT SPECIFIC CIR.
16A PEAK DEMAND BENCHMARK FROM PEER GROUP OF COMPARABLE BUILDINGS
Step 1 - Peer Group Selection
Not Required
Step 2 - Gather Historical Peak Demand and Activity Data for the Rated Building
Peak Demand (kVA)
Source Item | Performance Period | Baseline
|  | Peer 1 | Peer 2 | Peer 3
Peak Demand (kVA) | 0
Area (m2) | 0
Area Normalised Peak Demand (VA/m2) | #DIV/0!
Annualised Data for Operating Variables
Operating variable | Performance Period | Baseline
|  | Peer 1 | Peer 2 | Peer 3
Cooling degree days
Heating degree days
Adjusted Area | 0
Adjusted Hours | #DIV/0!
Adjusted Operational Variable 1 | #DIV/0!
Adjusted Operational Variable 2 | #DIV/0!
Adjusted Operational Variable 3 | #DIV/0!
Scaling Factors Note: these factors are not currently factored into 'normalised' peak demand, but are being collated to determine whether a statistically significant relationship exists for your building type
Operating variable | Performance Period | Baseline
|  | Peer 1 | Peer 2 | Peer 3
Cooling degree days | #VALUE!
Heating degree days | #VALUE!
Adjusted Area | #DIV/0!
Adjusted Hours | #DIV/0!
Adjusted Operational Variable 1 | #DIV/0!
Adjusted Operational Variable 2 | #DIV/0!
Adjusted Operational Variable 3 | #DIV/0!
Step 3 - Normalised Peak Electricity Demand
Peak Electricity Demand
Energy Source | Performance Period | Baseline
|  | Year 1 | Year 2 | Year 3
Peak Demand (kVA) | 0
Area (m2) | 0
Area Normalised Peak Demand (VA/m2) | #DIV/0! | Base Building Peak Demand | 50
Step 8 - Compare performance against baseline and determine Credit Points
Improvement over average baseline | Points Available
15% | 0.5
20% | 1
Baseline | Baseline Peak Electricity Demand (VA/m2)
Average performer | 50
Performance Period | Peak Electricity Demand
Building to be rated | #DIV/0!
Improvement over Average Performer | #DIV/0!
Total Points Awarded | #DIV/0!
|  | Base Building Peak Demand | 50
|  | Whole Building Peak Demand | 80

## AGO Emission Factors (hidden)
SUMMARY TABLES:
Table 1 |  | Table 2 |  | Table 3 |  | Table 4
Yes |  | Metro |  | Base Building |  | kVA
No |  | Non-Metro |  | Whole Building |  | kW
Table 3
Fuel Type | Original Unit | Desired Unit | Conversion Factor
Electricity | Wh | kWh | 0.001
Electricity | kWh | kWh | 1
Electricity | MWh | kWh | 1000
Electricity | GWh | kWh | 1000000
Electricity | kWh | GJ | 0.0036
Natural Gas | J | GJ | 1e-09
Natural Gas | kJ | GJ | 1e-06
Natural Gas | MJ | GJ | 0.001
Natural Gas | GJ | GJ | 1
Natural Gas | TJ | GJ | 1000
Coal | t | GJ | 22.1
Coal | kg | GJ | 0.0221
LPG | kL | GJ | 25.7
LPG | L | GJ | 0.0257
Diesel oil | kL | GJ | 38.6
Diesel oil | L | GJ | 0.0386
Table 4a
Electricity - emission factor (kg/CO2-e/kWh)
Source: NGA Factors workbook - July 2012
http://www.climatechange.gov.au/en/publications/greenhouse-acctg/national-greenhouse-factors.aspx
State | Scope 2 | Scope 3 | Total
ACT | 0.88 | 0.18 | 1.06
NSW | 0.88 | 0.18 | 1.06
VIC | 1.19 | 0.15 | 1.34
QLD | 0.86 | 0.12 | 0.98
SA | 0.65 | 0.14 | 0.79
WA | 0.82 | 0.1 | 0.92
TAS | 0.26 | 0.02 | 0.28
NT | 0.71 | 0.08 | 0.79
Table 5a
Natural gas - emission factor (kgCO2-e/GJ)
Source: NGA Factors workbook - July 2012
http://www.climatechange.gov.au/en/publications/greenhouse-acctg/national-greenhouse-factors.aspx
| Scope 1 |  |  | Scope 1 Total | Metro Scope 3 Total | Non-Metro Scope 3 Total | Full Fuel Cycle Total (Based project location information)
State | CO2 | CH4 | N2O
ACT | 51.2 | 0.1 | 0.03 | 51.33 | 14.2 | 15 | #REF!
NSW | 51.2 | 0.1 | 0.03 | 51.33 | 14.2 | 15 | #REF!
VIC | 51.2 | 0.1 | 0.03 | 51.33 | 4 | 4 | #REF!
QLD | 51.2 | 0.1 | 0.03 | 51.33 | 8.6 | 7.8 | #REF!
SA | 51.2 | 0.1 | 0.03 | 51.33 | 10.4 | 10.2 | #REF!
WA | 51.2 | 0.1 | 0.03 | 51.33 | 4 | 3.9 | #REF!
TAS | 51.2 | 0.1 | 0.03 | 51.33 | 0 | 0 | #REF!
NT | 51.2 | 0.1 | 0.03 | 51.33 | 0 | 0 | #REF!
Table 6a
Diesel - emission factor kg CO2-e/GJ
Source: NGA Factors workbook - July 2012
http://www.climatechange.gov.au/en/publications/greenhouse-acctg/national-greenhouse-factors.aspx
| Scope 1 |  |  | Scope 1 Total | Scope 3 Total | Full Fuel Cycle Total
State | CO2 | CH4 | N2O
ACT | 69.2 | 0.1 | 0.2 | 69.5 | 5.3 | 74.8
NSW | 69.2 | 0.1 | 0.2 | 69.5 | 5.3 | 74.8
VIC | 69.2 | 0.1 | 0.2 | 69.5 | 5.3 | 74.8
QLD | 69.2 | 0.1 | 0.2 | 69.5 | 5.3 | 74.8
SA | 69.2 | 0.1 | 0.2 | 69.5 | 5.3 | 74.8
WA | 69.2 | 0.1 | 0.2 | 69.5 | 5.3 | 74.8
TAS | 69.2 | 0.1 | 0.2 | 69.5 | 5.3 | 74.8
NT | 69.2 | 0.1 | 0.2 | 69.5 | 5.3 | 74.8
Table 4a
LPG - emission factor (kg/CO2-e/GJ)
Source: NGA Factors workbook - July 2012
http://www.climatechange.gov.au/en/publications/greenhouse-acctg/national-greenhouse-factors.aspx
State | Scope 1 | Scope 3 | Total
ACT | 59.9 | 5 | 64.9
NSW | 59.9 | 5 | 64.9
VIC | 59.9 | 5 | 64.9
QLD | 59.9 | 5 | 64.9
SA | 59.9 | 5 | 64.9
WA | 59.9 | 5 | 64.9
TAS | 59.9 | 5 | 64.9
NT | 59.9 | 5 | 64.9
Table 4a
Coal - emission factor (kg/CO2-e/t)
Source: NGA Factors workbook - July 2012
http://www.climatechange.gov.au/en/publications/greenhouse-acctg/national-greenhouse-factors.aspx
State | Scope 1 | Scope 3 | Total
ACT | 93.66 | 10.7 | 104.36
NSW | 93.66 | 10.7 | 104.36
VIC | 93.66 | 10.7 | 104.36
QLD | 93.66 | 10.7 | 104.36
SA | 93.66 | 10.7 | 104.36
WA | 93.66 | 10.7 | 104.36
TAS | 93.66 | 10.7 | 104.36
NT | 93.66 | 10.7 | 104.36
Table 7 | Source
Hotels | Energy Star
Retail Stores | Energy Star
Courthouses | Energy Star
Houses of Worship | Energy Star
Senior Care Facility | Energy Star
Data Centers | Energy Star
K-12 Schools | Energy Star
Supermarkets | Energy Star
Dormitories | Energy Star
Medical Offices | Energy Star
Warehouses | Energy Star
Hospitals | Energy Star
Offices | Energy Star
Wastewater Treatment Plants | Energy Star
-----
Hospitals | DCCEE Commercial Buildings Source Spreadsheet
Food Stores | DCCEE Commercial Buildings Source Spreadsheet
Clothing/Fabric Stores | DCCEE Commercial Buildings Source Spreadsheet
Department Stores | DCCEE Commercial Buildings Source Spreadsheet
Household Appl & Hardware Stores | DCCEE Commercial Buildings Source Spreadsheet
Accommodation | DCCEE Commercial Buildings Source Spreadsheet
Communications | DCCEE Commercial Buildings Source Spreadsheet
Schools | DCCEE Commercial Buildings Source Spreadsheet
Fast Food Restaurants | DCCEE Commercial Buildings Source Spreadsheet
Clubs and Meeting Places | DCCEE Commercial Buildings Source Spreadsheet
Retail / Wholesale - nec | DCCEE Commercial Buildings Source Spreadsheet
Comm Serv & Pub Adm - nec | DCCEE Commercial Buildings Source Spreadsheet
Recreation - Not Elsewhere | DCCEE Commercial Buildings Source Spreadsheet
-----
Education | National Renewable Energy Laboratory
Food Sales | National Renewable Energy Laboratory
Food Service | National Renewable Energy Laboratory
Health Care | National Renewable Energy Laboratory
Lodging | National Renewable Energy Laboratory
Mercantile | National Renewable Energy Laboratory
Office | National Renewable Energy Laboratory
Public Assembly | National Renewable Energy Laboratory
Public Order and Safety | National Renewable Energy Laboratory
Religious Worship | National Renewable Energy Laboratory
Other Service | National Renewable Energy Laboratory
Warehouse and Storage | National Renewable Energy Laboratory
Parking | National Renewable Energy Laboratory
Other | National Renewable Energy Laboratory
Vacant | National Renewable Energy Laboratory
Table 7
Division A - Agriculture, Forestry and Fishing
Division B - Mining
Division C - Manufacturing
Division D - Electricity, Gas and Water Supply
Division E - Construction
Division F - Wholesale Trade
Division G - Retail Trade
Division H - Accommodation, Cafes and Restaurants
Division I - Transport and Storage
Division J - Communication Services
Division K - Finance and Insurance
Division L - Property and Business Services
Division M - Government Administration and Defence
Division N - Education
Division O - Health and Community Services
Division P - Cultural and Recreational Services
Division Q - Personal and Other Services
Mixed Use
Unknown
Form Data
[Select TRUE where a relationship between two operating variables exists]
TRUE
FALSE
[Answer Yes or No]
YES
NO

## CDD & HDD table (hidden)
Postcode vs Climate Data Matrix
Ave CDD and Ave HDD are annual figures for Cooling (Wet bulb - base = 15 degrees) and Heating (Dry bulb - base = 18 degrees) Degree Days, which are drawn from averages of between 1 and 7 years of data
Postcode | Weather Station ID | Ave CDD | Ave HDD
800 | 14015 | 2892.5 | 0
810 | 14015 | 2892.5 | 0
812 | 14015 | 2892.5 | 0
820 | 14015 | 2892.5 | 0
822 | 14901 | 2449.7 | 4.1
828 | 14015 | 2892.5 | 0
829 | 14015 | 2892.5 | 0
830 | 14015 | 2892.5 | 0
832 | 14015 | 2892.5 | 0
834 | 14015 | 2892.5 | 0
835 | 14015 | 2892.5 | 0
836 | 14015 | 2892.5 | 0
837 | 14015 | 2892.5 | 0
838 | 14272 | 2450.9 | 0.1
839 | 14015 | 2892.5 | 0
840 | 14277 | 3090.4 | 0
841 | 14272 | 2450.9 | 0.1
845 | 14272 | 2450.9 | 0.1
846 | 14015 | 2892.5 | 0
847 | 14901 | 2449.7 | 4.1
850 | 14932 | 2146.1 | 8.5
852 | 14932 | 2146.1 | 8.5
853 | 14932 | 2146.1 | 8.5
854 | 14704 | 2192.1 | 14
860 | 15135 | 1006.1 | 87.7
862 | 2012 | 1287.2 | 27.4
870 | 15590 | 458.1 | 655.3
872 | 15135 | 1006.1 | 87.7
880 | 14508 | 2930.3 | 0
885 | 14518 | 2641.7 | 3.7
886 | 14198 | 2734.1 | 0
909 | 14015 | 2892.5 | 0
2000 | 66062 | 600.2 | 516.6
2006 | 66062 | 600.2 | 516.6
2007 | 66062 | 600.2 | 516.6
2008 | 66062 | 600.2 | 516.6
2009 | 66062 | 600.2 | 516.6
2010 | 66062 | 600.2 | 516.6
2011 | 66062 | 600.2 | 516.6
2015 | 66062 | 600.2 | 516.6
2016 | 66062 | 600.2 | 516.6
2017 | 66062 | 600.2 | 516.6
2018 | 66037 | 598.9 | 560.7
2019 | 66037 | 598.9 | 560.7
2020 | 66037 | 598.9 | 560.7
2021 | 66062 | 600.2 | 516.6
2022 | 66062 | 600.2 | 516.6
2023 | 66062 | 600.2 | 516.6
2024 | 66062 | 600.2 | 516.6
2025 | 66062 | 600.2 | 516.6
2026 | 66062 | 600.2 | 516.6
2027 | 66062 | 600.2 | 516.6
2028 | 66062 | 600.2 | 516.6
2029 | 66062 | 600.2 | 516.6
2030 | 66062 | 600.2 | 516.6
2031 | 66062 | 600.2 | 516.6
2032 | 66037 | 598.9 | 560.7
2033 | 66062 | 600.2 | 516.6
2034 | 66037 | 598.9 | 560.7
2035 | 66037 | 598.9 | 560.7
2036 | 66037 | 598.9 | 560.7
2037 | 66062 | 600.2 | 516.6
2038 | 66062 | 600.2 | 516.6
2039 | 66062 | 600.2 | 516.6
2040 | 66194 | 497.6 | 809.6
2041 | 66062 | 600.2 | 516.6
2042 | 66062 | 600.2 | 516.6
2043 | 66062 | 600.2 | 516.6
2044 | 66037 | 598.9 | 560.7
2045 | 66194 | 497.6 | 809.6
2046 | 66194 | 497.6 | 809.6
2047 | 66062 | 600.2 | 516.6
2048 | 66194 | 497.6 | 809.6
2049 | 66194 | 497.6 | 809.6
2050 | 66062 | 600.2 | 516.6
2052 | 66037 | 598.9 | 560.7
2060 | 66062 | 600.2 | 516.6
2061 | 66062 | 600.2 | 516.6
2062 | 66062 | 600.2 | 516.6
2063 | 66062 | 600.2 | 516.6
2064 | 66062 | 600.2 | 516.6
2065 | 66062 | 600.2 | 516.6
2066 | 66062 | 600.2 | 516.6
2067 | 66062 | 600.2 | 516.6
2068 | 66062 | 600.2 | 516.6
2069 | 66062 | 600.2 | 516.6
2070 | 66059 | 454.4 | 814.1
2071 | 66059 | 454.4 | 814.1
2072 | 66059 | 454.4 | 814.1
2073 | 66059 | 454.4 | 814.1
2074 | 66059 | 454.4 | 814.1
2075 | 66059 | 454.4 | 814.1
2076 | 66059 | 454.4 | 814.1
2077 | 66059 | 454.4 | 814.1
2079 | 66059 | 454.4 | 814.1
2080 | 66059 | 454.4 | 814.1
2081 | 66059 | 454.4 | 814.1
2082 | 66059 | 454.4 | 814.1
2083 | 66059 | 454.4 | 814.1
2084 | 66059 | 454.4 | 814.1
2085 | 66059 | 454.4 | 814.1
2086 | 66059 | 454.4 | 814.1
2087 | 66059 | 454.4 | 814.1
2088 | 66062 | 600.2 | 516.6
2089 | 66062 | 600.2 | 516.6
2090 | 66062 | 600.2 | 516.6
2092 | 66062 | 600.2 | 516.6
2093 | 66062 | 600.2 | 516.6
2094 | 66062 | 600.2 | 516.6
2095 | 66062 | 600.2 | 516.6
2096 | 66059 | 454.4 | 814.1
2097 | 66059 | 454.4 | 814.1
2099 | 66059 | 454.4 | 814.1
2100 | 66059 | 454.4 | 814.1
2101 | 66059 | 454.4 | 814.1
2102 | 66059 | 454.4 | 814.1
2103 | 66059 | 454.4 | 814.1
2104 | 66059 | 454.4 | 814.1
2105 | 66059 | 454.4 | 814.1
2106 | 66059 | 454.4 | 814.1
2107 | 66059 | 454.4 | 814.1
2108 | 66059 | 454.4 | 814.1
2109 | 66062 | 600.2 | 516.6
2110 | 66062 | 600.2 | 516.6
2111 | 66062 | 600.2 | 516.6
2112 | 66062 | 600.2 | 516.6
2113 | 66062 | 600.2 | 516.6
2114 | 66194 | 497.6 | 809.6
2115 | 66194 | 497.6 | 809.6
2116 | 66194 | 497.6 | 809.6
2117 | 66137 | 515.8 | 796.3
2118 | 66194 | 497.6 | 809.6
2119 | 66059 | 454.4 | 814.1
2120 | 66059 | 454.4 | 814.1
2121 | 66062 | 600.2 | 516.6
2122 | 66194 | 497.6 | 809.6
2125 | 66059 | 454.4 | 814.1
2126 | 66059 | 454.4 | 814.1
2127 | 66194 | 497.6 | 809.6
2128 | 66194 | 497.6 | 809.6
2130 | 66194 | 497.6 | 809.6
2131 | 66194 | 497.6 | 809.6
2132 | 66194 | 497.6 | 809.6
2133 | 66194 | 497.6 | 809.6
2134 | 66194 | 497.6 | 809.6
2135 | 66194 | 497.6 | 809.6
2136 | 66194 | 497.6 | 809.6
2137 | 66194 | 497.6 | 809.6
2138 | 66194 | 497.6 | 809.6
2140 | 66194 | 497.6 | 809.6
2141 | 66137 | 515.8 | 796.3
2142 | 66137 | 515.8 | 796.3
2143 | 66137 | 515.8 | 796.3
2144 | 66137 | 515.8 | 796.3
2145 | 67119 | 440.8 | 817.2
2146 | 67119 | 440.8 | 817.2
2147 | 67119 | 440.8 | 817.2
2148 | 67119 | 440.8 | 817.2
2150 | 66137 | 515.8 | 796.3
2151 | 66137 | 515.8 | 796.3
2152 | 67119 | 440.8 | 817.2
2153 | 67119 | 440.8 | 817.2
2154 | 67119 | 440.8 | 817.2
2155 | 67119 | 440.8 | 817.2
2156 | 67119 | 440.8 | 817.2
2157 | 66059 | 454.4 | 814.1
2158 | 66059 | 454.4 | 814.1
2159 | 66059 | 454.4 | 814.1
2160 | 66137 | 515.8 | 796.3
2161 | 66137 | 515.8 | 796.3
2162 | 66137 | 515.8 | 796.3
2163 | 66137 | 515.8 | 796.3
2164 | 67119 | 440.8 | 817.2
2165 | 66137 | 515.8 | 796.3
2166 | 66137 | 515.8 | 796.3
2167 | 67117 | 476.6 | 880
2168 | 67117 | 476.6 | 880
2170 | 67117 | 476.6 | 880
2171 | 67117 | 476.6 | 880
2172 | 66137 | 515.8 | 796.3
2173 | 67117 | 476.6 | 880
2174 | 67117 | 476.6 | 880
2175 | 67119 | 440.8 | 817.2
2176 | 67119 | 440.8 | 817.2
2177 | 67119 | 440.8 | 817.2
2178 | 67119 | 440.8 | 817.2
2179 | 67108 | 453.2 | 944.7
2190 | 66194 | 497.6 | 809.6
2191 | 66194 | 497.6 | 809.6
2192 | 66194 | 497.6 | 809.6
2193 | 66194 | 497.6 | 809.6
2194 | 66194 | 497.6 | 809.6
2195 | 66194 | 497.6 | 809.6
2196 | 66194 | 497.6 | 809.6
2197 | 66137 | 515.8 | 796.3
2198 | 66137 | 515.8 | 796.3
2199 | 66137 | 515.8 | 796.3
2200 | 66137 | 515.8 | 796.3
2203 | 66194 | 497.6 | 809.6
2204 | 66194 | 497.6 | 809.6
2205 | 66037 | 598.9 | 560.7
2206 | 66194 | 497.6 | 809.6
2207 | 66194 | 497.6 | 809.6
2208 | 66194 | 497.6 | 809.6
2209 | 66194 | 497.6 | 809.6
2210 | 66137 | 515.8 | 796.3
2211 | 66137 | 515.8 | 796.3
2212 | 66137 | 515.8 | 796.3
2213 | 66137 | 515.8 | 796.3
2214 | 66137 | 515.8 | 796.3
2216 | 66037 | 598.9 | 560.7
2217 | 66037 | 598.9 | 560.7
2218 | 66037 | 598.9 | 560.7
2219 | 66037 | 598.9 | 560.7
2220 | 66037 | 598.9 | 560.7
2221 | 66037 | 598.9 | 560.7
2222 | 66194 | 497.6 | 809.6
2223 | 66194 | 497.6 | 809.6
2224 | 66037 | 598.9 | 560.7
2225 | 66037 | 598.9 | 560.7
2226 | 66137 | 515.8 | 796.3
2227 | 66037 | 598.9 | 560.7
2228 | 66037 | 598.9 | 560.7
2229 | 66037 | 598.9 | 560.7
2230 | 66037 | 598.9 | 560.7
2231 | 66037 | 598.9 | 560.7
2232 | 66037 | 598.9 | 560.7
2233 | 67117 | 476.6 | 880
2234 | 66137 | 515.8 | 796.3
2250 | 61375 | 411 | 1029.4
2251 | 61366 | 701.1 | 506.8
2256 | 66059 | 454.4 | 814.1
2257 | 66059 | 454.4 | 814.1
2258 | 61375 | 411 | 1029.4
2259 | 61366 | 701.1 | 506.8
2260 | 61366 | 701.1 | 506.8
2261 | 61366 | 701.1 | 506.8
2262 | 61366 | 701.1 | 506.8
2263 | 61366 | 701.1 | 506.8
2264 | 61366 | 701.1 | 506.8
2265 | 61366 | 701.1 | 506.8
2267 | 61366 | 701.1 | 506.8
2278 | 61055 | 679.8 | 506.2
2280 | 61055 | 679.8 | 506.2
2281 | 61055 | 679.8 | 506.2
2282 | 61055 | 679.8 | 506.2
2283 | 61366 | 701.1 | 506.8
2284 | 61055 | 679.8 | 506.2
2285 | 61055 | 679.8 | 506.2
2286 | 61055 | 679.8 | 506.2
2287 | 61055 | 679.8 | 506.2
2289 | 61055 | 679.8 | 506.2
2290 | 61055 | 679.8 | 506.2
2291 | 61055 | 679.8 | 506.2
2292 | 61055 | 679.8 | 506.2
2293 | 61055 | 679.8 | 506.2
2294 | 61055 | 679.8 | 506.2
2295 | 61055 | 679.8 | 506.2
2296 | 61055 | 679.8 | 506.2
2297 | 61055 | 679.8 | 506.2
2298 | 61055 | 679.8 | 506.2
2299 | 61055 | 679.8 | 506.2
2300 | 61055 | 679.8 | 506.2
2302 | 61055 | 679.8 | 506.2
2303 | 61055 | 679.8 | 506.2
2304 | 61055 | 679.8 | 506.2
2305 | 61055 | 679.8 | 506.2
2306 | 61055 | 679.8 | 506.2
2307 | 61055 | 679.8 | 506.2
2308 | 61055 | 679.8 | 506.2
2309 | 56238 | 99.8 | 1872.1
2311 | 61250 | 583.8 | 726.9
2312 | 60141 | 710.5 | 654.4
2315 | 61078 | 598.4 | 727.9
2316 | 61078 | 598.4 | 727.9
2317 | 61078 | 598.4 | 727.9
2318 | 61078 | 598.4 | 727.9
2319 | 61078 | 598.4 | 727.9
2320 | 61250 | 583.8 | 726.9
2321 | 61250 | 583.8 | 726.9
2322 | 61078 | 598.4 | 727.9
2323 | 61250 | 583.8 | 726.9
2324 | 61078 | 598.4 | 727.9
2325 | 61260 | 432.2 | 936.9
2326 | 61260 | 432.2 | 936.9
2327 | 61260 | 432.2 | 936.9
2328 | 61363 | 420.6 | 1066.5
2329 | 61287 | 349.6 | 1259.3
2330 | 61363 | 420.6 | 1066.5
2333 | 61287 | 349.6 | 1259.3
2334 | 61260 | 432.2 | 936.9
2335 | 61260 | 432.2 | 936.9
2336 | 61363 | 420.6 | 1066.5
2337 | 61363 | 420.6 | 1066.5
2338 | 61392 | 174.7 | 1364.4
2339 | 61392 | 174.7 | 1364.4
2340 | 55325 | 320.1 | 1107.4
2341 | 55325 | 320.1 | 1107.4
2342 | 55325 | 320.1 | 1107.4
2343 | 61392 | 174.7 | 1364.4
2344 | 55325 | 320.1 | 1107.4
2345 | 55325 | 320.1 | 1107.4
2346 | 55325 | 320.1 | 1107.4
2347 | 54038 | 493.1 | 812.6
2350 | 56238 | 99.8 | 1872.1
2351 | 55325 | 320.1 | 1107.4
2352 | 55325 | 320.1 | 1107.4
2353 | 55325 | 320.1 | 1107.4
2354 | 56238 | 99.8 | 1872.1
2355 | 55325 | 320.1 | 1107.4
2356 | 51161 | 519.7 | 903.7
2357 | 61287 | 349.6 | 1259.3
2358 | 56238 | 99.8 | 1872.1
2359 | 56018 | 278.4 | 1056.4
2360 | 56018 | 278.4 | 1056.4
2361 | 56018 | 278.4 | 1056.4
2365 | 56243 | 89.4 | 1998.5
2369 | 56018 | 278.4 | 1056.4
2370 | 56243 | 89.4 | 1998.5
2371 | 56243 | 89.4 | 1998.5
2372 | 41175 | 210.4 | 1395.1
2379 | 54038 | 493.1 | 812.6
2380 | 55325 | 320.1 | 1107.4
2381 | 55325 | 320.1 | 1107.4
2382 | 54038 | 493.1 | 812.6
2386 | 54038 | 493.1 | 812.6
2387 | 53115 | 533.7 | 755
2388 | 54038 | 493.1 | 812.6
2390 | 54038 | 493.1 | 812.6
2395 | 61287 | 349.6 | 1259.3
2396 | 51161 | 519.7 | 903.7
2397 | 54038 | 493.1 | 812.6
2398 | 53115 | 533.7 | 755
2399 | 53115 | 533.7 | 755
2400 | 53115 | 533.7 | 755
2401 | 53115 | 533.7 | 755
2402 | 56018 | 278.4 | 1056.4
2403 | 56018 | 278.4 | 1056.4
2404 | 53115 | 533.7 | 755
2405 | 41521 | 746.4 | 632.1
2406 | 53115 | 533.7 | 755
2408 | 41521 | 746.4 | 632.1
2409 | 41521 | 746.4 | 632.1
2410 | 41521 | 746.4 | 632.1
2411 | 53115 | 533.7 | 755
2415 | 61250 | 583.8 | 726.9
2420 | 61250 | 583.8 | 726.9
2421 | 61250 | 583.8 | 726.9
2422 | 60141 | 710.5 | 654.4
2423 | 61078 | 598.4 | 727.9
2424 | 60141 | 710.5 | 654.4
2425 | 61078 | 598.4 | 727.9
2426 | 60141 | 710.5 | 654.4
2427 | 60141 | 710.5 | 654.4
2428 | 60141 | 710.5 | 654.4
2429 | 60141 | 710.5 | 654.4
2430 | 60141 | 710.5 | 654.4
2431 | 59007 | 636.4 | 655.7
2439 | 60141 | 710.5 | 654.4
2440 | 59007 | 636.4 | 655.7
2441 | 59007 | 636.4 | 655.7
2443 | 60139 | 716.2 | 640.8
2444 | 60139 | 716.2 | 640.8
2445 | 60139 | 716.2 | 640.8
2446 | 60139 | 716.2 | 640.8
2447 | 59007 | 636.4 | 655.7
2448 | 59040 | 804.9 | 491.6
2449 | 59040 | 804.9 | 491.6
2450 | 59040 | 804.9 | 491.6
2452 | 59040 | 804.9 | 491.6
2453 | 59040 | 804.9 | 491.6
2454 | 59040 | 804.9 | 491.6
2455 | 59040 | 804.9 | 491.6
2456 | 59040 | 804.9 | 491.6
2460 | 58161 | 799.6 | 565.9
2462 | 58161 | 799.6 | 565.9
2463 | 58012 | 1045.5 | 316.2
2464 | 58012 | 1045.5 | 316.2
2465 | 58012 | 1045.5 | 316.2
2466 | 58012 | 1045.5 | 316.2
2469 | 58208 | 753.4 | 463.5
2470 | 58208 | 753.4 | 463.5
2471 | 58212 | 955.3 | 321.8
2472 | 58212 | 955.3 | 321.8
2473 | 58212 | 955.3 | 321.8
2474 | 58208 | 753.4 | 463.5
2475 | 41175 | 210.4 | 1395.1
2476 | 41525 | 456.8 | 920.4
2477 | 58198 | 990.6 | 406.9
2478 | 58198 | 990.6 | 406.9
2479 | 58198 | 990.6 | 406.9
2480 | 58208 | 753.4 | 463.5
2481 | 58198 | 990.6 | 406.9
2482 | 58198 | 990.6 | 406.9
2483 | 40717 | 1023.9 | 260.2
2484 | 40717 | 1023.9 | 260.2
2485 | 40717 | 1023.9 | 260.2
2486 | 40717 | 1023.9 | 260.2
2487 | 40717 | 1023.9 | 260.2
2488 | 40717 | 1023.9 | 260.2
2489 | 40717 | 1023.9 | 260.2
2490 | 40717 | 1023.9 | 260.2
2500 | 68228 | 510.2 | 575.5
2502 | 68228 | 510.2 | 575.5
2505 | 68228 | 510.2 | 575.5
2506 | 68241 | 449.2 | 855.2
2508 | 68228 | 510.2 | 575.5
2515 | 68228 | 510.2 | 575.5
2516 | 68228 | 510.2 | 575.5
2517 | 68228 | 510.2 | 575.5
2518 | 68228 | 510.2 | 575.5
2519 | 68228 | 510.2 | 575.5
2522 | 68228 | 510.2 | 575.5
2525 | 68228 | 510.2 | 575.5
2526 | 68228 | 510.2 | 575.5
2527 | 68241 | 449.2 | 855.2
2528 | 68241 | 449.2 | 855.2
2529 | 68241 | 449.2 | 855.2
2530 | 68241 | 449.2 | 855.2
2533 | 68241 | 449.2 | 855.2
2534 | 68241 | 449.2 | 855.2
2535 | 68072 | 350.9 | 918.6
2536 | 69148 | 323.7 | 1177.9
2537 | 69018 | 369.7 | 938
2538 | 69138 | 374.1 | 792.8
2539 | 69138 | 374.1 | 792.8
2540 | 68072 | 350.9 | 918.6
2541 | 68072 | 350.9 | 918.6
2545 | 69148 | 323.7 | 1177.9
2546 | 69017 | 389.1 | 755.5
2548 | 69147 | 245.1 | 1249.8
2549 | 69147 | 245.1 | 1249.8
2550 | 69147 | 245.1 | 1249.8
2551 | 69147 | 245.1 | 1249.8
2555 | 67108 | 453.2 | 944.7
2556 | 67108 | 453.2 | 944.7
2557 | 68257 | 399.4 | 960.7
2558 | 68257 | 399.4 | 960.7
2559 | 68257 | 399.4 | 960.7
2560 | 68257 | 399.4 | 960.7
2563 | 68257 | 399.4 | 960.7
2564 | 67117 | 476.6 | 880
2565 | 67117 | 476.6 | 880
2566 | 68257 | 399.4 | 960.7
2567 | 68257 | 399.4 | 960.7
2568 | 68257 | 399.4 | 960.7
2569 | 68257 | 399.4 | 960.7
2570 | 68257 | 399.4 | 960.7
2571 | 68257 | 399.4 | 960.7
2572 | 68257 | 399.4 | 960.7
2573 | 68257 | 399.4 | 960.7
2574 | 68241 | 449.2 | 855.2
2575 | 68241 | 449.2 | 855.2
2576 | 68241 | 449.2 | 855.2
2577 | 68241 | 449.2 | 855.2
2578 | 68072 | 350.9 | 918.6
2579 | 70330 | 103.4 | 2067.6
2580 | 70330 | 103.4 | 2067.6
2581 | 70330 | 103.4 | 2067.6
2582 | 70330 | 103.4 | 2067.6
2583 | 63303 | 69.2 | 2334.5
2584 | 73138 | 177.9 | 1757.6
2585 | 73138 | 177.9 | 1757.6
2586 | 73138 | 177.9 | 1757.6
2587 | 73138 | 177.9 | 1757.6
2588 | 73138 | 177.9 | 1757.6
2590 | 72150 | 206.4 | 1447.7
2594 | 73138 | 177.9 | 1757.6
2600 | 70339 | 111.9 | 1878.7
2601 | 70339 | 111.9 | 1878.7
2602 | 70339 | 111.9 | 1878.7
2603 | 70339 | 111.9 | 1878.7
2604 | 70339 | 111.9 | 1878.7
2605 | 70339 | 111.9 | 1878.7
2606 | 70339 | 111.9 | 1878.7
2607 | 70339 | 111.9 | 1878.7
2609 | 70339 | 111.9 | 1878.7
2611 | 70339 | 111.9 | 1878.7
2612 | 70339 | 111.9 | 1878.7
2614 | 70339 | 111.9 | 1878.7
2615 | 70339 | 111.9 | 1878.7
2617 | 70339 | 111.9 | 1878.7
2618 | 70339 | 111.9 | 1878.7
2619 | 70339 | 111.9 | 1878.7
2620 | 70339 | 111.9 | 1878.7
2621 | 70339 | 111.9 | 1878.7
2622 | 69132 | 69.6 | 2153.4
2623 | 69132 | 69.6 | 2153.4
2624 | 71032 | 0 | 4855.7
2625 | 71032 | 0 | 4855.7
2626 | 70217 | 32.2 | 2660.9
2627 | 71032 | 0 | 4855.7
2628 | 70217 | 32.2 | 2660.9
2629 | 72161 | 7.2 | 3444.3
2630 | 70217 | 32.2 | 2660.9
2631 | 70328 | 48.3 | 2513.7
2632 | 70328 | 48.3 | 2513.7
2633 | 70328 | 48.3 | 2513.7
2640 | 72160 | 206 | 1484.8
2641 | 72160 | 206 | 1484.8
2642 | 82039 | 188.6 | 1712
2643 | 82039 | 188.6 | 1712
2644 | 72160 | 206 | 1484.8
2645 | 74148 | 287.6 | 1285.8
2646 | 82039 | 188.6 | 1712
2647 | 81124 | 204 | 1417.6
2648 | 76031 | 195.9 | 1083.7
2649 | 72161 | 7.2 | 3444.3
2650 | 72150 | 206.4 | 1447.7
2651 | 72150 | 206.4 | 1447.7
2652 | 75041 | 257.7 | 1180.2
2653 | 72161 | 7.2 | 3444.3
2655 | 72150 | 206.4 | 1447.7
2656 | 72150 | 206.4 | 1447.7
2658 | 72150 | 206.4 | 1447.7
2659 | 72160 | 206 | 1484.8
2660 | 72160 | 206 | 1484.8
2661 | 72150 | 206.4 | 1447.7
2663 | 72150 | 206.4 | 1447.7
2665 | 74037 | 260.3 | 1123.9
2666 | 73138 | 177.9 | 1757.6
2668 | 50017 | 318.6 | 1299.9
2669 | 75041 | 257.7 | 1180.2
2671 | 50017 | 318.6 | 1299.9
2672 | 50137 | 338.1 | 1198.8
2675 | 75041 | 257.7 | 1180.2
2678 | 63291 | 121.4 | 1911
2680 | 75041 | 257.7 | 1180.2
2681 | 75041 | 257.7 | 1180.2
2700 | 74037 | 260.3 | 1123.9
2701 | 72150 | 206.4 | 1447.7
2702 | 74148 | 287.6 | 1285.8
2703 | 74037 | 260.3 | 1123.9
2705 | 74037 | 260.3 | 1123.9
2706 | 75041 | 257.7 | 1180.2
2707 | 74037 | 260.3 | 1123.9
2710 | 74258 | 219.8 | 1322
2711 | 75019 | 282.2 | 1179.9
2712 | 81124 | 204 | 1417.6
2713 | 74258 | 219.8 | 1322
2714 | 74258 | 219.8 | 1322
2715 | 76031 | 195.9 | 1083.7
2716 | 75019 | 282.2 | 1179.9
2717 | 76031 | 195.9 | 1083.7
2720 | 70339 | 111.9 | 1878.7
2721 | 50017 | 318.6 | 1299.9
2722 | 72150 | 206.4 | 1447.7
2725 | 73138 | 177.9 | 1757.6
2726 | 73138 | 177.9 | 1757.6
2727 | 70339 | 111.9 | 1878.7
2729 | 72150 | 206.4 | 1447.7
2730 | 72161 | 7.2 | 3444.3
2731 | 74258 | 219.8 | 1322
2732 | 77094 | 151.4 | 1292.2
2733 | 77094 | 151.4 | 1292.2
2734 | 77094 | 151.4 | 1292.2
2735 | 77094 | 151.4 | 1292.2
2736 | 77094 | 151.4 | 1292.2
2737 | 76031 | 195.9 | 1083.7
2738 | 76031 | 195.9 | 1083.7
2739 | 76031 | 195.9 | 1083.7
2745 | 67113 | 610 | 741.7
2747 | 67113 | 610 | 741.7
2748 | 67113 | 610 | 741.7
2749 | 67113 | 610 | 741.7
2750 | 67113 | 610 | 741.7
2752 | 67108 | 453.2 | 944.7
2753 | 67113 | 610 | 741.7
2754 | 67113 | 610 | 741.7
2756 | 67113 | 610 | 741.7
2757 | 67113 | 610 | 741.7
2758 | 63292 | 65.4 | 2200.1
2759 | 67119 | 440.8 | 817.2
2760 | 67119 | 440.8 | 817.2
2761 | 67119 | 440.8 | 817.2
2762 | 67119 | 440.8 | 817.2
2763 | 67119 | 440.8 | 817.2
2765 | 67113 | 610 | 741.7
2766 | 67119 | 440.8 | 817.2
2767 | 67119 | 440.8 | 817.2
2768 | 67119 | 440.8 | 817.2
2769 | 67119 | 440.8 | 817.2
2770 | 67113 | 610 | 741.7
2773 | 67113 | 610 | 741.7
2774 | 67113 | 610 | 741.7
2775 | 61375 | 411 | 1029.4
2776 | 67113 | 610 | 741.7
2777 | 67113 | 610 | 741.7
2778 | 67113 | 610 | 741.7
2779 | 63292 | 65.4 | 2200.1
2780 | 63292 | 65.4 | 2200.1
2782 | 63292 | 65.4 | 2200.1
2783 | 63292 | 65.4 | 2200.1
2784 | 63292 | 65.4 | 2200.1
2785 | 63292 | 65.4 | 2200.1
2786 | 63292 | 65.4 | 2200.1
2787 | 63291 | 121.4 | 1911
2790 | 63291 | 121.4 | 1911
2791 | 63303 | 69.2 | 2334.5
2792 | 63303 | 69.2 | 2334.5
2793 | 63303 | 69.2 | 2334.5
2794 | 73138 | 177.9 | 1757.6
2795 | 63291 | 121.4 | 1911
2797 | 63303 | 69.2 | 2334.5
2798 | 63303 | 69.2 | 2334.5
2799 | 63303 | 69.2 | 2334.5
2800 | 63303 | 69.2 | 2334.5
2803 | 73138 | 177.9 | 1757.6
2804 | 63303 | 69.2 | 2334.5
2805 | 65103 | 319.9 | 1282.8
2806 | 65068 | 268.7 | 1387.5
2807 | 73138 | 177.9 | 1757.6
2808 | 63303 | 69.2 | 2334.5
2809 | 73138 | 177.9 | 1757.6
2810 | 73138 | 177.9 | 1757.6
2818 | 65070 | 343.3 | 1144.8
2820 | 65070 | 343.3 | 1144.8
2821 | 65070 | 343.3 | 1144.8
2823 | 51049 | 456.1 | 1047.3
2824 | 51049 | 456.1 | 1047.3
2825 | 48237 | 400.6 | 1021.8
2826 | 65103 | 319.9 | 1282.8
2827 | 65070 | 343.3 | 1144.8
2828 | 51161 | 519.7 | 903.7
2829 | 51161 | 519.7 | 903.7
2830 | 65070 | 343.3 | 1144.8
2831 | 65070 | 343.3 | 1144.8
2832 | 51161 | 519.7 | 903.7
2833 | 53115 | 533.7 | 755
2834 | 43109 | 676.8 | 592
2835 | 49000 | 305 | 900.1
2836 | 46129 | 432.7 | 720.5
2838 | 43109 | 676.8 | 592
2839 | 51161 | 519.7 | 903.7
2840 | 48027 | 336.2 | 849.3
2842 | 65070 | 343.3 | 1144.8
2843 | 61287 | 349.6 | 1259.3
2844 | 62101 | 270.8 | 1506
2845 | 63292 | 65.4 | 2200.1
2846 | 63291 | 121.4 | 1911
2847 | 63291 | 121.4 | 1911
2848 | 62100 | 73.9 | 2266.6
2849 | 62100 | 73.9 | 2266.6
2850 | 62101 | 270.8 | 1506
2852 | 62101 | 270.8 | 1506
2864 | 63303 | 69.2 | 2334.5
2865 | 65068 | 268.7 | 1387.5
2866 | 63303 | 69.2 | 2334.5
2867 | 65068 | 268.7 | 1387.5
2868 | 65070 | 343.3 | 1144.8
2869 | 65068 | 268.7 | 1387.5
2870 | 65068 | 268.7 | 1387.5
2871 | 65103 | 319.9 | 1282.8
2873 | 51049 | 456.1 | 1047.3
2874 | 50137 | 338.1 | 1198.8
2875 | 65068 | 268.7 | 1387.5
2876 | 65103 | 319.9 | 1282.8
2877 | 50137 | 338.1 | 1198.8
2878 | 49000 | 305 | 900.1
2879 | 47048 | 258.7 | 1006.3
2880 | 47048 | 258.7 | 1006.3
2898 | 59040 | 804.9 | 491.6
2899 | 72160 | 206 | 1484.8
2900 | 70339 | 111.9 | 1878.7
2902 | 70339 | 111.9 | 1878.7
2903 | 70339 | 111.9 | 1878.7
2904 | 70339 | 111.9 | 1878.7
2905 | 70339 | 111.9 | 1878.7
2906 | 70339 | 111.9 | 1878.7
2911 | 70339 | 111.9 | 1878.7
2912 | 70339 | 111.9 | 1878.7
2913 | 70339 | 111.9 | 1878.7
2914 | 70339 | 111.9 | 1878.7
3000 | 86071 | 167 | 1055.2
3002 | 86071 | 167 | 1055.2
3003 | 86071 | 167 | 1055.2
3004 | 86071 | 167 | 1055.2
3005 | 88162 | 62.1 | 2242.8
3006 | 86071 | 167 | 1055.2
3008 | 86071 | 167 | 1055.2
3010 | 86071 | 167 | 1055.2
3011 | 86071 | 167 | 1055.2
3012 | 87031 | 160.4 | 1413.4
3013 | 86071 | 167 | 1055.2
3015 | 86071 | 167 | 1055.2
3016 | 86071 | 167 | 1055.2
3018 | 87031 | 160.4 | 1413.4
3019 | 86038 | 158.2 | 1373.9
3020 | 87031 | 160.4 | 1413.4
3021 | 86282 | 105 | 1455.7
3022 | 87031 | 160.4 | 1413.4
3023 | 87031 | 160.4 | 1413.4
3024 | 87113 | 144 | 1461.7
3025 | 87031 | 160.4 | 1413.4
3026 | 87031 | 160.4 | 1413.4
3027 | 87031 | 160.4 | 1413.4
3028 | 87031 | 160.4 | 1413.4
3029 | 87031 | 160.4 | 1413.4
3030 | 87113 | 144 | 1461.7
3031 | 86071 | 167 | 1055.2
3032 | 86038 | 158.2 | 1373.9
3033 | 86038 | 158.2 | 1373.9
3034 | 86038 | 158.2 | 1373.9
3036 | 86282 | 105 | 1455.7
3037 | 86282 | 105 | 1455.7
3038 | 86282 | 105 | 1455.7
3039 | 86038 | 158.2 | 1373.9
3040 | 86038 | 158.2 | 1373.9
3041 | 86038 | 158.2 | 1373.9
3042 | 86038 | 158.2 | 1373.9
3043 | 86038 | 158.2 | 1373.9
3044 | 86038 | 158.2 | 1373.9
3045 | 86282 | 105 | 1455.7
3046 | 86038 | 158.2 | 1373.9
3047 | 86038 | 158.2 | 1373.9
3048 | 86038 | 158.2 | 1373.9
3049 | 86282 | 105 | 1455.7
3050 | 86071 | 167 | 1055.2
3051 | 86071 | 167 | 1055.2
3052 | 86071 | 167 | 1055.2
3053 | 86071 | 167 | 1055.2
3054 | 86071 | 167 | 1055.2
3055 | 86038 | 158.2 | 1373.9
3056 | 86071 | 167 | 1055.2
3057 | 86071 | 167 | 1055.2
3058 | 86038 | 158.2 | 1373.9
3059 | 86282 | 105 | 1455.7
3060 | 86038 | 158.2 | 1373.9
3061 | 86038 | 158.2 | 1373.9
3062 | 86282 | 105 | 1455.7
3063 | 86282 | 105 | 1455.7
3064 | 86282 | 105 | 1455.7
3065 | 86071 | 167 | 1055.2
3066 | 86071 | 167 | 1055.2
3067 | 86071 | 167 | 1055.2
3068 | 86071 | 167 | 1055.2
3070 | 86071 | 167 | 1055.2
3071 | 86071 | 167 | 1055.2
3072 | 86038 | 158.2 | 1373.9
3073 | 86068 | 172.5 | 1386.6
3074 | 86068 | 172.5 | 1386.6
3075 | 86068 | 172.5 | 1386.6
3076 | 86068 | 172.5 | 1386.6
3078 | 86071 | 167 | 1055.2
3079 | 86068 | 172.5 | 1386.6
3081 | 86068 | 172.5 | 1386.6
3082 | 86068 | 172.5 | 1386.6
3083 | 86068 | 172.5 | 1386.6
3084 | 86068 | 172.5 | 1386.6
3085 | 86068 | 172.5 | 1386.6
3086 | 86068 | 172.5 | 1386.6
3087 | 86068 | 172.5 | 1386.6
3088 | 86068 | 172.5 | 1386.6
3089 | 86068 | 172.5 | 1386.6
3090 | 86068 | 172.5 | 1386.6
3091 | 86068 | 172.5 | 1386.6
3093 | 86068 | 172.5 | 1386.6
3094 | 86068 | 172.5 | 1386.6
3095 | 86068 | 172.5 | 1386.6
3096 | 86068 | 172.5 | 1386.6
3097 | 86383 | 147.9 | 1758
3099 | 86068 | 172.5 | 1386.6
3101 | 86071 | 167 | 1055.2
3102 | 86068 | 172.5 | 1386.6
3103 | 86068 | 172.5 | 1386.6
3104 | 86068 | 172.5 | 1386.6
3105 | 86068 | 172.5 | 1386.6
3106 | 86068 | 172.5 | 1386.6
3107 | 86068 | 172.5 | 1386.6
3108 | 86068 | 172.5 | 1386.6
3109 | 86068 | 172.5 | 1386.6
3111 | 86068 | 172.5 | 1386.6
3113 | 86068 | 172.5 | 1386.6
3114 | 86104 | 167.2 | 1465.5
3115 | 86383 | 147.9 | 1758
3116 | 86383 | 147.9 | 1758
3121 | 86071 | 167 | 1055.2
3122 | 86071 | 167 | 1055.2
3123 | 86071 | 167 | 1055.2
3124 | 86071 | 167 | 1055.2
3125 | 86068 | 172.5 | 1386.6
3126 | 86071 | 167 | 1055.2
3127 | 86068 | 172.5 | 1386.6
3128 | 86068 | 172.5 | 1386.6
3129 | 86068 | 172.5 | 1386.6
3130 | 86068 | 172.5 | 1386.6
3131 | 86104 | 167.2 | 1465.5
3132 | 86104 | 167.2 | 1465.5
3133 | 86104 | 167.2 | 1465.5
3134 | 86104 | 167.2 | 1465.5
3135 | 86104 | 167.2 | 1465.5
3136 | 86104 | 167.2 | 1465.5
3137 | 86104 | 167.2 | 1465.5
3138 | 86104 | 167.2 | 1465.5
3139 | 86383 | 147.9 | 1758
3140 | 86383 | 147.9 | 1758
3141 | 86071 | 167 | 1055.2
3142 | 86071 | 167 | 1055.2
3143 | 86071 | 167 | 1055.2
3144 | 86071 | 167 | 1055.2
3145 | 86071 | 167 | 1055.2
3146 | 86071 | 167 | 1055.2
3147 | 86071 | 167 | 1055.2
3148 | 86077 | 169.4 | 1355.6
3149 | 86104 | 167.2 | 1465.5
3150 | 86104 | 167.2 | 1465.5
3151 | 86104 | 167.2 | 1465.5
3152 | 86104 | 167.2 | 1465.5
3153 | 86104 | 167.2 | 1465.5
3154 | 86104 | 167.2 | 1465.5
3155 | 86104 | 167.2 | 1465.5
3156 | 86104 | 167.2 | 1465.5
3158 | 86104 | 167.2 | 1465.5
3159 | 86104 | 167.2 | 1465.5
3160 | 86104 | 167.2 | 1465.5
3161 | 86071 | 167 | 1055.2
3162 | 86071 | 167 | 1055.2
3163 | 86077 | 169.4 | 1355.6
3165 | 86077 | 169.4 | 1355.6
3166 | 86077 | 169.4 | 1355.6
3167 | 86077 | 169.4 | 1355.6
3168 | 86077 | 169.4 | 1355.6
3169 | 86077 | 169.4 | 1355.6
3170 | 86077 | 169.4 | 1355.6
3171 | 86077 | 169.4 | 1355.6
3172 | 86077 | 169.4 | 1355.6
3173 | 86077 | 169.4 | 1355.6
3174 | 86077 | 169.4 | 1355.6
3175 | 86077 | 169.4 | 1355.6
3177 | 86077 | 169.4 | 1355.6
3178 | 86104 | 167.2 | 1465.5
3179 | 86104 | 167.2 | 1465.5
3180 | 86104 | 167.2 | 1465.5
3181 | 86071 | 167 | 1055.2
3182 | 86071 | 167 | 1055.2
3183 | 86071 | 167 | 1055.2
3184 | 86071 | 167 | 1055.2
3185 | 86071 | 167 | 1055.2
3186 | 86071 | 167 | 1055.2
3187 | 86077 | 169.4 | 1355.6
3188 | 86077 | 169.4 | 1355.6
3189 | 86077 | 169.4 | 1355.6
3190 | 86077 | 169.4 | 1355.6
3191 | 86077 | 169.4 | 1355.6
3192 | 86077 | 169.4 | 1355.6
3193 | 86077 | 169.4 | 1355.6
3194 | 86077 | 169.4 | 1355.6
3195 | 86077 | 169.4 | 1355.6
3196 | 86077 | 169.4 | 1355.6
3197 | 86371 | 167.7 | 1314.6
3198 | 86371 | 167.7 | 1314.6
3199 | 86371 | 167.7 | 1314.6
3200 | 86371 | 167.7 | 1314.6
3201 | 86371 | 167.7 | 1314.6
3202 | 86077 | 169.4 | 1355.6
3204 | 86077 | 169.4 | 1355.6
3205 | 86071 | 167 | 1055.2
3206 | 86071 | 167 | 1055.2
3207 | 86071 | 167 | 1055.2
3211 | 87113 | 144 | 1461.7
3212 | 87113 | 144 | 1461.7
3213 | 87168 | 90.3 | 1797.1
3214 | 87113 | 144 | 1461.7
3215 | 87113 | 144 | 1461.7
3216 | 87113 | 144 | 1461.7
3217 | 86383 | 147.9 | 1758
3218 | 87113 | 144 | 1461.7
3219 | 87113 | 144 | 1461.7
3220 | 86371 | 167.7 | 1314.6
3221 | 87113 | 144 | 1461.7
3222 | 87113 | 144 | 1461.7
3223 | 87113 | 144 | 1461.7
3224 | 87113 | 144 | 1461.7
3225 | 87113 | 144 | 1461.7
3226 | 87113 | 144 | 1461.7
3227 | 87113 | 144 | 1461.7
3228 | 90180 | 114.4 | 1456.3
3230 | 90180 | 114.4 | 1456.3
3231 | 90180 | 114.4 | 1456.3
3232 | 90180 | 114.4 | 1456.3
3233 | 90015 | 71.2 | 1543.2
3234 | 90180 | 114.4 | 1456.3
3235 | 90180 | 114.4 | 1456.3
3236 | 90035 | 61.1 | 1887.5
3237 | 90015 | 71.2 | 1543.2
3238 | 90015 | 71.2 | 1543.2
3239 | 90015 | 71.2 | 1543.2
3240 | 90035 | 61.1 | 1887.5
3241 | 90180 | 114.4 | 1456.3
3242 | 90035 | 61.1 | 1887.5
3243 | 90035 | 61.1 | 1887.5
3249 | 90035 | 61.1 | 1887.5
3250 | 90035 | 61.1 | 1887.5
3251 | 90035 | 61.1 | 1887.5
3254 | 90035 | 61.1 | 1887.5
3260 | 90176 | 92.6 | 1885.4
3264 | 90176 | 92.6 | 1885.4
3265 | 90176 | 92.6 | 1885.4
3266 | 90176 | 92.6 | 1885.4
3267 | 90176 | 92.6 | 1885.4
3268 | 90186 | 81.1 | 1775.6
3269 | 90015 | 71.2 | 1543.2
3270 | 90186 | 81.1 | 1775.6
3271 | 90176 | 92.6 | 1885.4
3272 | 90176 | 92.6 | 1885.4
3273 | 90176 | 92.6 | 1885.4
3274 | 90176 | 92.6 | 1885.4
3275 | 90186 | 81.1 | 1775.6
3276 | 90186 | 81.1 | 1775.6
3277 | 90186 | 81.1 | 1775.6
3278 | 90186 | 81.1 | 1775.6
3279 | 90176 | 92.6 | 1885.4
3280 | 90186 | 81.1 | 1775.6
3281 | 90186 | 81.1 | 1775.6
3282 | 90186 | 81.1 | 1775.6
3283 | 90186 | 81.1 | 1775.6
3284 | 90175 | 93.9 | 1432.8
3285 | 90175 | 93.9 | 1432.8
3286 | 90173 | 73.6 | 1897
3287 | 90186 | 81.1 | 1775.6
3289 | 90173 | 73.6 | 1897
3292 | 26021 | 55.4 | 1654.6
3293 | 89112 | 85.1 | 1875.8
3294 | 90173 | 73.6 | 1897
3300 | 90173 | 73.6 | 1897
3301 | 90173 | 73.6 | 1897
3302 | 90173 | 73.6 | 1897
3303 | 90171 | 54.1 | 1776.2
3304 | 90175 | 93.9 | 1432.8
3305 | 90171 | 54.1 | 1776.2
3309 | 90182 | 77.9 | 1733.2
3310 | 90182 | 77.9 | 1733.2
3311 | 90182 | 77.9 | 1733.2
3312 | 90182 | 77.9 | 1733.2
3314 | 90173 | 73.6 | 1897
3315 | 90173 | 73.6 | 1897
3317 | 79097 | 83.9 | 1667.3
3318 | 79099 | 103.2 | 1591.1
3319 | 79099 | 103.2 | 1591.1
3321 | 90035 | 61.1 | 1887.5
3322 | 90035 | 61.1 | 1887.5
3323 | 90035 | 61.1 | 1887.5
3324 | 89112 | 85.1 | 1875.8
3325 | 89112 | 85.1 | 1875.8
3328 | 87168 | 90.3 | 1797.1
3329 | 90035 | 61.1 | 1887.5
3330 | 87168 | 90.3 | 1797.1
3331 | 87168 | 90.3 | 1797.1
3332 | 87168 | 90.3 | 1797.1
3333 | 87168 | 90.3 | 1797.1
3334 | 87168 | 90.3 | 1797.1
3335 | 86282 | 105 | 1455.7
3337 | 86282 | 105 | 1455.7
3338 | 86282 | 105 | 1455.7
3340 | 87031 | 160.4 | 1413.4
3341 | 89002 | 59.7 | 2189.9
3342 | 87168 | 90.3 | 1797.1
3345 | 89002 | 59.7 | 2189.9
3350 | 89002 | 59.7 | 2189.9
3351 | 89002 | 59.7 | 2189.9
3352 | 89002 | 59.7 | 2189.9
3355 | 89002 | 59.7 | 2189.9
3356 | 89002 | 59.7 | 2189.9
3357 | 89002 | 59.7 | 2189.9
3360 | 89002 | 59.7 | 2189.9
3361 | 89112 | 85.1 | 1875.8
3363 | 89002 | 59.7 | 2189.9
3364 | 89002 | 59.7 | 2189.9
3370 | 89002 | 59.7 | 2189.9
3371 | 89002 | 59.7 | 2189.9
3373 | 79101 | 26.5 | 2751.4
3374 | 79105 | 90 | 1661.6
3375 | 79101 | 26.5 | 2751.4
3377 | 79101 | 26.5 | 2751.4
3378 | 89112 | 85.1 | 1875.8
3379 | 90173 | 73.6 | 1897
3380 | 79105 | 90 | 1661.6
3381 | 79105 | 90 | 1661.6
3384 | 79101 | 26.5 | 2751.4
3385 | 79105 | 90 | 1661.6
3387 | 79105 | 90 | 1661.6
3388 | 79028 | 115.3 | 1633.5
3390 | 79028 | 115.3 | 1633.5
3391 | 77010 | 170.2 | 1361.5
3392 | 79028 | 115.3 | 1633.5
3393 | 79100 | 88.3 | 1667.4
3395 | 77010 | 170.2 | 1361.5
3396 | 77010 | 170.2 | 1361.5
3400 | 79100 | 88.3 | 1667.4
3401 | 79028 | 115.3 | 1633.5
3407 | 79097 | 83.9 | 1667.3
3409 | 79100 | 88.3 | 1667.4
3412 | 79099 | 103.2 | 1591.1
3413 | 79099 | 103.2 | 1591.1
3414 | 78015 | 105.6 | 1445.3
3415 | 78015 | 105.6 | 1445.3
3418 | 78015 | 105.6 | 1445.3
3419 | 78015 | 105.6 | 1445.3
3420 | 78015 | 105.6 | 1445.3
3423 | 78015 | 105.6 | 1445.3
3424 | 77010 | 170.2 | 1361.5
3427 | 86282 | 105 | 1455.7
3428 | 86282 | 105 | 1455.7
3429 | 86282 | 105 | 1455.7
3430 | 86282 | 105 | 1455.7
3431 | 88162 | 62.1 | 2242.8
3432 | 88162 | 62.1 | 2242.8
3433 | 88162 | 62.1 | 2242.8
3434 | 88162 | 62.1 | 2242.8
3435 | 88051 | 109 | 1852
3437 | 86282 | 105 | 1455.7
3438 | 86282 | 105 | 1455.7
3440 | 88162 | 62.1 | 2242.8
3441 | 88162 | 62.1 | 2242.8
3442 | 88051 | 109 | 1852
3444 | 88051 | 109 | 1852
3446 | 88051 | 109 | 1852
3447 | 88051 | 109 | 1852
3448 | 88051 | 109 | 1852
3450 | 88051 | 109 | 1852
3451 | 88051 | 109 | 1852
3453 | 88051 | 109 | 1852
3458 | 89002 | 59.7 | 2189.9
3460 | 89002 | 59.7 | 2189.9
3461 | 89002 | 59.7 | 2189.9
3462 | 88051 | 109 | 1852
3463 | 81123 | 110.9 | 1699.8
3464 | 89002 | 59.7 | 2189.9
3465 | 79101 | 26.5 | 2751.4
3467 | 79101 | 26.5 | 2751.4
3468 | 79101 | 26.5 | 2751.4
3469 | 79101 | 26.5 | 2751.4
3472 | 81123 | 110.9 | 1699.8
3475 | 79101 | 26.5 | 2751.4
3477 | 80128 | 155.5 | 1415.3
3478 | 80128 | 155.5 | 1415.3
3480 | 79028 | 115.3 | 1633.5
3482 | 80128 | 155.5 | 1415.3
3483 | 77010 | 170.2 | 1361.5
3485 | 77010 | 170.2 | 1361.5
3487 | 77010 | 170.2 | 1361.5
3488 | 77010 | 170.2 | 1361.5
3489 | 77010 | 170.2 | 1361.5
3490 | 76064 | 170.3 | 1174.5
3491 | 77010 | 170.2 | 1361.5
3494 | 76031 | 195.9 | 1083.7
3496 | 76031 | 195.9 | 1083.7
3498 | 76031 | 195.9 | 1083.7
3500 | 76031 | 195.9 | 1083.7
3501 | 76064 | 170.3 | 1174.5
3505 | 76031 | 195.9 | 1083.7
3506 | 76064 | 170.3 | 1174.5
3507 | 76064 | 170.3 | 1174.5
3509 | 76064 | 170.3 | 1174.5
3512 | 25562 | 123.6 | 1339.7
3515 | 81123 | 110.9 | 1699.8
3516 | 81123 | 110.9 | 1699.8
3517 | 81123 | 110.9 | 1699.8
3518 | 80128 | 155.5 | 1415.3
3520 | 80128 | 155.5 | 1415.3
3521 | 88162 | 62.1 | 2242.8
3522 | 88051 | 109 | 1852
3523 | 88051 | 109 | 1852
3525 | 80128 | 155.5 | 1415.3
3527 | 80128 | 155.5 | 1415.3
3529 | 77094 | 151.4 | 1292.2
3530 | 77094 | 151.4 | 1292.2
3531 | 77094 | 151.4 | 1292.2
3533 | 77010 | 170.2 | 1361.5
3537 | 80128 | 155.5 | 1415.3
3540 | 77094 | 151.4 | 1292.2
3542 | 77094 | 151.4 | 1292.2
3544 | 77094 | 151.4 | 1292.2
3546 | 77094 | 151.4 | 1292.2
3549 | 76064 | 170.3 | 1174.5
3550 | 81123 | 110.9 | 1699.8
3551 | 81123 | 110.9 | 1699.8
3555 | 81123 | 110.9 | 1699.8
3556 | 81123 | 110.9 | 1699.8
3557 | 81123 | 110.9 | 1699.8
3558 | 81123 | 110.9 | 1699.8
3559 | 81123 | 110.9 | 1699.8
3561 | 80091 | 184.7 | 1469.2
3562 | 80091 | 184.7 | 1469.2
3563 | 80091 | 184.7 | 1469.2
3564 | 80091 | 184.7 | 1469.2
3565 | 80091 | 184.7 | 1469.2
3566 | 74258 | 219.8 | 1322
3567 | 74258 | 219.8 | 1322
3568 | 74258 | 219.8 | 1322
3570 | 81123 | 110.9 | 1699.8
3571 | 81123 | 110.9 | 1699.8
3572 | 81123 | 110.9 | 1699.8
3573 | 81123 | 110.9 | 1699.8
3575 | 80128 | 155.5 | 1415.3
3576 | 80128 | 155.5 | 1415.3
3579 | 77094 | 151.4 | 1292.2
3580 | 77094 | 151.4 | 1292.2
3581 | 77094 | 151.4 | 1292.2
3583 | 77094 | 151.4 | 1292.2
3584 | 77094 | 151.4 | 1292.2
3585 | 77094 | 151.4 | 1292.2
3586 | 77094 | 151.4 | 1292.2
3588 | 77094 | 151.4 | 1292.2
3589 | 77094 | 151.4 | 1292.2
3590 | 77094 | 151.4 | 1292.2
3591 | 77094 | 151.4 | 1292.2
3594 | 77094 | 151.4 | 1292.2
3595 | 77094 | 151.4 | 1292.2
3596 | 77094 | 151.4 | 1292.2
3597 | 77094 | 151.4 | 1292.2
3599 | 77094 | 151.4 | 1292.2
3607 | 88109 | 136.5 | 1609.4
3608 | 88109 | 136.5 | 1609.4
3610 | 81049 | 161.3 | 1561.4
3612 | 80091 | 184.7 | 1469.2
3614 | 81125 | 165 | 1517.2
3616 | 80091 | 184.7 | 1469.2
3617 | 81049 | 161.3 | 1561.4
3618 | 80091 | 184.7 | 1469.2
3620 | 80091 | 184.7 | 1469.2
3621 | 80091 | 184.7 | 1469.2
3622 | 80091 | 184.7 | 1469.2
3623 | 80091 | 184.7 | 1469.2
3624 | 80091 | 184.7 | 1469.2
3629 | 81049 | 161.3 | 1561.4
3630 | 81125 | 165 | 1517.2
3631 | 81049 | 161.3 | 1561.4
3633 | 81125 | 165 | 1517.2
3634 | 81125 | 165 | 1517.2
3635 | 80091 | 184.7 | 1469.2
3636 | 81125 | 165 | 1517.2
3637 | 80091 | 184.7 | 1469.2
3638 | 80091 | 184.7 | 1469.2
3639 | 80091 | 184.7 | 1469.2
3640 | 81125 | 165 | 1517.2
3641 | 74258 | 219.8 | 1322
3644 | 81124 | 204 | 1417.6
3646 | 81125 | 165 | 1517.2
3649 | 81124 | 204 | 1417.6
3658 | 88162 | 62.1 | 2242.8
3659 | 88109 | 136.5 | 1609.4
3660 | 88164 | 66.9 | 2101.3
3662 | 88109 | 136.5 | 1609.4
3663 | 88109 | 136.5 | 1609.4
3664 | 88109 | 136.5 | 1609.4
3665 | 88109 | 136.5 | 1609.4
3666 | 81125 | 165 | 1517.2
3669 | 81125 | 165 | 1517.2
3670 | 82138 | 153.8 | 1668.1
3672 | 82138 | 153.8 | 1668.1
3673 | 82138 | 153.8 | 1668.1
3675 | 82138 | 153.8 | 1668.1
3677 | 82138 | 153.8 | 1668.1
3678 | 82138 | 153.8 | 1668.1
3682 | 82039 | 188.6 | 1712
3683 | 82039 | 188.6 | 1712
3685 | 81124 | 204 | 1417.6
3687 | 82039 | 188.6 | 1712
3688 | 82039 | 188.6 | 1712
3690 | 72160 | 206 | 1484.8
3691 | 72160 | 206 | 1484.8
3694 | 72160 | 206 | 1484.8
3695 | 72160 | 206 | 1484.8
3697 | 83084 | 0.8 | 4370.2
3698 | 83084 | 0.8 | 4370.2
3699 | 83084 | 0.8 | 4370.2
3700 | 82139 | 55.1 | 2347.2
3701 | 82139 | 55.1 | 2347.2
3704 | 82139 | 55.1 | 2347.2
3705 | 82139 | 55.1 | 2347.2
3707 | 72162 | 186.7 | 1826.8
3708 | 72162 | 186.7 | 1826.8
3709 | 82139 | 55.1 | 2347.2
3711 | 88164 | 66.9 | 2101.3
3712 | 88164 | 66.9 | 2101.3
3713 | 88164 | 66.9 | 2101.3
3714 | 88164 | 66.9 | 2101.3
3715 | 88164 | 66.9 | 2101.3
3717 | 88162 | 62.1 | 2242.8
3718 | 88164 | 66.9 | 2101.3
3719 | 88164 | 66.9 | 2101.3
3720 | 88164 | 66.9 | 2101.3
3722 | 83024 | 0.5 | 4297
3723 | 83024 | 0.5 | 4297
3725 | 81125 | 165 | 1517.2
3726 | 82138 | 153.8 | 1668.1
3727 | 81124 | 204 | 1417.6
3728 | 81124 | 204 | 1417.6
3730 | 81124 | 204 | 1417.6
3732 | 82138 | 153.8 | 1668.1
3733 | 82138 | 153.8 | 1668.1
3735 | 82138 | 153.8 | 1668.1
3737 | 83024 | 0.5 | 4297
3738 | 82138 | 153.8 | 1668.1
3739 | 83085 | 0.1 | 4801.5
3740 | 83085 | 0.1 | 4801.5
3741 | 83085 | 0.1 | 4801.5
3744 | 83085 | 0.1 | 4801.5
3746 | 82039 | 188.6 | 1712
3747 | 82039 | 188.6 | 1712
3749 | 72160 | 206 | 1484.8
3750 | 86068 | 172.5 | 1386.6
3751 | 88162 | 62.1 | 2242.8
3752 | 86068 | 172.5 | 1386.6
3753 | 88162 | 62.1 | 2242.8
3754 | 86068 | 172.5 | 1386.6
3755 | 86068 | 172.5 | 1386.6
3756 | 88162 | 62.1 | 2242.8
3757 | 88162 | 62.1 | 2242.8
3758 | 88162 | 62.1 | 2242.8
3759 | 86068 | 172.5 | 1386.6
3760 | 86383 | 147.9 | 1758
3761 | 86383 | 147.9 | 1758
3762 | 88162 | 62.1 | 2242.8
3763 | 86383 | 147.9 | 1758
3764 | 88162 | 62.1 | 2242.8
3765 | 86104 | 167.2 | 1465.5
3766 | 86383 | 147.9 | 1758
3767 | 86104 | 167.2 | 1465.5
3770 | 86383 | 147.9 | 1758
3775 | 86383 | 147.9 | 1758
3777 | 86383 | 147.9 | 1758
3778 | 86383 | 147.9 | 1758
3779 | 88164 | 66.9 | 2101.3
3781 | 86104 | 167.2 | 1465.5
3782 | 86104 | 167.2 | 1465.5
3783 | 86104 | 167.2 | 1465.5
3785 | 86104 | 167.2 | 1465.5
3786 | 86104 | 167.2 | 1465.5
3787 | 86104 | 167.2 | 1465.5
3788 | 86104 | 167.2 | 1465.5
3789 | 86104 | 167.2 | 1465.5
3791 | 86104 | 167.2 | 1465.5
3792 | 86104 | 167.2 | 1465.5
3793 | 86104 | 167.2 | 1465.5
3795 | 86383 | 147.9 | 1758
3796 | 86383 | 147.9 | 1758
3797 | 86383 | 147.9 | 1758
3799 | 86383 | 147.9 | 1758
3800 | 86077 | 169.4 | 1355.6
3802 | 86104 | 167.2 | 1465.5
3803 | 86077 | 169.4 | 1355.6
3804 | 86104 | 167.2 | 1465.5
3805 | 86104 | 167.2 | 1465.5
3806 | 86104 | 167.2 | 1465.5
3807 | 86104 | 167.2 | 1465.5
3808 | 86104 | 167.2 | 1465.5
3809 | 86104 | 167.2 | 1465.5
3810 | 86104 | 167.2 | 1465.5
3812 | 86104 | 167.2 | 1465.5
3813 | 86104 | 167.2 | 1465.5
3814 | 86371 | 167.7 | 1314.6
3815 | 86104 | 167.2 | 1465.5
3816 | 85291 | 1.8 | 4391.8
3818 | 86373 | 216.6 | 1239.3
3820 | 85280 | 131.8 | 1628.3
3821 | 85291 | 1.8 | 4391.8
3822 | 85280 | 131.8 | 1628.3
3823 | 85280 | 131.8 | 1628.3
3824 | 85280 | 131.8 | 1628.3
3825 | 85291 | 1.8 | 4391.8
3831 | 85291 | 1.8 | 4391.8
3832 | 85291 | 1.8 | 4391.8
3833 | 85291 | 1.8 | 4391.8
3835 | 85280 | 131.8 | 1628.3
3840 | 85280 | 131.8 | 1628.3
3842 | 85280 | 131.8 | 1628.3
3844 | 85151 | 143 | 1666.3
3847 | 85280 | 131.8 | 1628.3
3850 | 85072 | 131.2 | 1632.3
3851 | 85072 | 131.2 | 1632.3
3852 | 85072 | 131.2 | 1632.3
3854 | 85280 | 131.8 | 1628.3
3856 | 85280 | 131.8 | 1628.3
3857 | 85280 | 131.8 | 1628.3
3858 | 83024 | 0.5 | 4297
3859 | 85296 | 102 | 1753.4
3860 | 85296 | 102 | 1753.4
3862 | 85296 | 102 | 1753.4
3864 | 85296 | 102 | 1753.4
3865 | 85279 | 161.1 | 1551.5
3869 | 85280 | 131.8 | 1628.3
3870 | 85280 | 131.8 | 1628.3
3871 | 85280 | 131.8 | 1628.3
3873 | 85280 | 131.8 | 1628.3
3874 | 85151 | 143 | 1666.3
3875 | 85279 | 161.1 | 1551.5
3878 | 85279 | 161.1 | 1551.5
3880 | 85279 | 161.1 | 1551.5
3882 | 85279 | 161.1 | 1551.5
3885 | 84142 | 49.9 | 2437.6
3886 | 84145 | 214.4 | 1367
3887 | 84144 | 115.2 | 1561.7
3888 | 84143 | 95.6 | 1880.8
3889 | 84145 | 214.4 | 1367
3890 | 84143 | 95.6 | 1880.8
3891 | 84084 | 238.4 | 1290.2
3892 | 84084 | 238.4 | 1290.2
3893 | 84144 | 115.2 | 1561.7
3895 | 83090 | 49.5 | 2356.9
3896 | 83090 | 49.5 | 2356.9
3898 | 83055 | 4.8 | 3427.4
3900 | 83090 | 49.5 | 2356.9
3902 | 85279 | 161.1 | 1551.5
3903 | 84144 | 115.2 | 1561.7
3904 | 85279 | 161.1 | 1551.5
3909 | 84144 | 115.2 | 1561.7
3910 | 86371 | 167.7 | 1314.6
3911 | 86371 | 167.7 | 1314.6
3912 | 86371 | 167.7 | 1314.6
3913 | 86361 | 126.9 | 1517.7
3915 | 86361 | 126.9 | 1517.7
3916 | 86361 | 126.9 | 1517.7
3918 | 86361 | 126.9 | 1517.7
3919 | 86361 | 126.9 | 1517.7
3920 | 86361 | 126.9 | 1517.7
3921 | 77094 | 151.4 | 1292.2
3922 | 86373 | 216.6 | 1239.3
3923 | 86373 | 216.6 | 1239.3
3925 | 86373 | 216.6 | 1239.3
3926 | 86361 | 126.9 | 1517.7
3927 | 86361 | 126.9 | 1517.7
3928 | 86361 | 126.9 | 1517.7
3929 | 86361 | 126.9 | 1517.7
3930 | 86371 | 167.7 | 1314.6
3931 | 86371 | 167.7 | 1314.6
3933 | 86371 | 167.7 | 1314.6
3934 | 86371 | 167.7 | 1314.6
3936 | 86361 | 126.9 | 1517.7
3937 | 86361 | 126.9 | 1517.7
3938 | 86361 | 126.9 | 1517.7
3939 | 86361 | 126.9 | 1517.7
3940 | 86361 | 126.9 | 1517.7
3941 | 86361 | 126.9 | 1517.7
3942 | 86361 | 126.9 | 1517.7
3943 | 86361 | 126.9 | 1517.7
3944 | 87113 | 144 | 1461.7
3945 | 86373 | 216.6 | 1239.3
3946 | 86373 | 216.6 | 1239.3
3950 | 86373 | 216.6 | 1239.3
3951 | 86373 | 216.6 | 1239.3
3953 | 85280 | 131.8 | 1628.3
3954 | 86373 | 216.6 | 1239.3
3956 | 85280 | 131.8 | 1628.3
3957 | 85280 | 131.8 | 1628.3
3958 | 85280 | 131.8 | 1628.3
3959 | 85151 | 143 | 1666.3
3960 | 85151 | 143 | 1666.3
3962 | 85151 | 143 | 1666.3
3964 | 85151 | 143 | 1666.3
3965 | 85151 | 143 | 1666.3
3966 | 85151 | 143 | 1666.3
3967 | 85151 | 143 | 1666.3
3971 | 85151 | 143 | 1666.3
3975 | 86077 | 169.4 | 1355.6
3976 | 86077 | 169.4 | 1355.6
3977 | 86371 | 167.7 | 1314.6
3978 | 86371 | 167.7 | 1314.6
3979 | 86373 | 216.6 | 1239.3
3980 | 86371 | 167.7 | 1314.6
3981 | 86373 | 216.6 | 1239.3
3984 | 86373 | 216.6 | 1239.3
3987 | 86373 | 216.6 | 1239.3
3988 | 86373 | 216.6 | 1239.3
3990 | 86373 | 216.6 | 1239.3
3991 | 86373 | 216.6 | 1239.3
3992 | 86373 | 216.6 | 1239.3
3995 | 86373 | 216.6 | 1239.3
3996 | 86373 | 216.6 | 1239.3
4000 | 40913 | 1054.5 | 176.8
4005 | 40913 | 1054.5 | 176.8
4006 | 40913 | 1054.5 | 176.8
4007 | 40913 | 1054.5 | 176.8
4008 | 40842 | 1073.6 | 277.9
4009 | 40842 | 1073.6 | 277.9
4010 | 40913 | 1054.5 | 176.8
4011 | 40913 | 1054.5 | 176.8
4012 | 40842 | 1073.6 | 277.9
4013 | 40842 | 1073.6 | 277.9
4014 | 40842 | 1073.6 | 277.9
4017 | 40842 | 1073.6 | 277.9
4018 | 40842 | 1073.6 | 277.9
4019 | 40958 | 1035.6 | 207.3
4020 | 40958 | 1035.6 | 207.3
4021 | 40958 | 1035.6 | 207.3
4022 | 40958 | 1035.6 | 207.3
4025 | 40043 | 1245.2 | 116
4029 | 40913 | 1054.5 | 176.8
4030 | 40913 | 1054.5 | 176.8
4031 | 40913 | 1054.5 | 176.8
4032 | 40842 | 1073.6 | 277.9
4034 | 40842 | 1073.6 | 277.9
4035 | 40913 | 1054.5 | 176.8
4036 | 40958 | 1035.6 | 207.3
4037 | 40913 | 1054.5 | 176.8
4051 | 40913 | 1054.5 | 176.8
4053 | 40913 | 1054.5 | 176.8
4054 | 40913 | 1054.5 | 176.8
4055 | 40913 | 1054.5 | 176.8
4059 | 40913 | 1054.5 | 176.8
4060 | 40913 | 1054.5 | 176.8
4061 | 40913 | 1054.5 | 176.8
4064 | 40913 | 1054.5 | 176.8
4065 | 40913 | 1054.5 | 176.8
4066 | 40913 | 1054.5 | 176.8
4067 | 40913 | 1054.5 | 176.8
4068 | 40913 | 1054.5 | 176.8
4069 | 40913 | 1054.5 | 176.8
4070 | 40211 | 967 | 306.5
4072 | 40913 | 1054.5 | 176.8
4073 | 40211 | 967 | 306.5
4074 | 40211 | 967 | 306.5
4075 | 40211 | 967 | 306.5
4076 | 40211 | 967 | 306.5
4077 | 40211 | 967 | 306.5
4078 | 40211 | 967 | 306.5
4101 | 40913 | 1054.5 | 176.8
4102 | 40913 | 1054.5 | 176.8
4103 | 40913 | 1054.5 | 176.8
4104 | 40913 | 1054.5 | 176.8
4105 | 40211 | 967 | 306.5
4106 | 40211 | 967 | 306.5
4107 | 40211 | 967 | 306.5
4108 | 40211 | 967 | 306.5
4109 | 40211 | 967 | 306.5
4110 | 40211 | 967 | 306.5
4111 | 40211 | 967 | 306.5
4112 | 40211 | 967 | 306.5
4113 | 40211 | 967 | 306.5
4114 | 40211 | 967 | 306.5
4115 | 40211 | 967 | 306.5
4116 | 40211 | 967 | 306.5
4117 | 40211 | 967 | 306.5
4118 | 40211 | 967 | 306.5
4119 | 40211 | 967 | 306.5
4120 | 40913 | 1054.5 | 176.8
4121 | 40913 | 1054.5 | 176.8
4122 | 40913 | 1054.5 | 176.8
4123 | 40211 | 967 | 306.5
4124 | 40211 | 967 | 306.5
4125 | 40211 | 967 | 306.5
4127 | 40211 | 967 | 306.5
4128 | 40211 | 967 | 306.5
4129 | 40211 | 967 | 306.5
4130 | 40211 | 967 | 306.5
4131 | 40211 | 967 | 306.5
4132 | 40211 | 967 | 306.5
4133 | 40211 | 967 | 306.5
4151 | 40913 | 1054.5 | 176.8
4152 | 40913 | 1054.5 | 176.8
4153 | 40913 | 1054.5 | 176.8
4154 | 40842 | 1073.6 | 277.9
4155 | 40913 | 1054.5 | 176.8
4156 | 40913 | 1054.5 | 176.8
4157 | 40913 | 1054.5 | 176.8
4158 | 40842 | 1073.6 | 277.9
4159 | 40842 | 1073.6 | 277.9
4160 | 40842 | 1073.6 | 277.9
4161 | 40842 | 1073.6 | 277.9
4163 | 40842 | 1073.6 | 277.9
4164 | 40842 | 1073.6 | 277.9
4165 | 40211 | 967 | 306.5
4169 | 40913 | 1054.5 | 176.8
4170 | 40913 | 1054.5 | 176.8
4171 | 40913 | 1054.5 | 176.8
4172 | 40913 | 1054.5 | 176.8
4173 | 40842 | 1073.6 | 277.9
4174 | 40842 | 1073.6 | 277.9
4178 | 40842 | 1073.6 | 277.9
4179 | 40842 | 1073.6 | 277.9
4183 | 40842 | 1073.6 | 277.9
4184 | 40764 | 1163.3 | 135.9
4205 | 40211 | 967 | 306.5
4207 | 40211 | 967 | 306.5
4208 | 40764 | 1163.3 | 135.9
4209 | 40764 | 1163.3 | 135.9
4210 | 40764 | 1163.3 | 135.9
4211 | 40983 | 886.9 | 492.9
4212 | 40764 | 1163.3 | 135.9
4213 | 40717 | 1023.9 | 260.2
4214 | 40764 | 1163.3 | 135.9
4215 | 40764 | 1163.3 | 135.9
4216 | 40764 | 1163.3 | 135.9
4217 | 40764 | 1163.3 | 135.9
4218 | 40764 | 1163.3 | 135.9
4219 | 40717 | 1023.9 | 260.2
4220 | 40717 | 1023.9 | 260.2
4221 | 40717 | 1023.9 | 260.2
4222 | 40211 | 967 | 306.5
4223 | 40717 | 1023.9 | 260.2
4224 | 40717 | 1023.9 | 260.2
4225 | 40717 | 1023.9 | 260.2
4226 | 40764 | 1163.3 | 135.9
4227 | 40717 | 1023.9 | 260.2
4228 | 40717 | 1023.9 | 260.2
4229 | 40717 | 1023.9 | 260.2
4230 | 40764 | 1163.3 | 135.9
4270 | 40983 | 886.9 | 492.9
4271 | 40983 | 886.9 | 492.9
4272 | 40983 | 886.9 | 492.9
4275 | 40983 | 886.9 | 492.9
4280 | 40211 | 967 | 306.5
4285 | 40983 | 886.9 | 492.9
4287 | 40983 | 886.9 | 492.9
4300 | 40211 | 967 | 306.5
4301 | 40211 | 967 | 306.5
4303 | 40004 | 877.6 | 479.9
4304 | 40004 | 877.6 | 479.9
4305 | 40004 | 877.6 | 479.9
4306 | 40651 | 522.3 | 770.6
4307 | 40004 | 877.6 | 479.9
4309 | 40983 | 886.9 | 492.9
4310 | 40004 | 877.6 | 479.9
4311 | 40082 | 775.1 | 410.4
4312 | 40082 | 775.1 | 410.4
4313 | 40651 | 522.3 | 770.6
4340 | 40004 | 877.6 | 479.9
4341 | 40082 | 775.1 | 410.4
4342 | 40082 | 775.1 | 410.4
4343 | 40082 | 775.1 | 410.4
4344 | 41529 | 388.1 | 762.6
4345 | 40082 | 775.1 | 410.4
4346 | 40004 | 877.6 | 479.9
4347 | 40082 | 775.1 | 410.4
4350 | 41529 | 388.1 | 762.6
4352 | 41175 | 210.4 | 1395.1
4353 | 41359 | 521.9 | 803.5
4354 | 41359 | 521.9 | 803.5
4355 | 40082 | 775.1 | 410.4
4356 | 41529 | 388.1 | 762.6
4357 | 41521 | 746.4 | 632.1
4358 | 41529 | 388.1 | 762.6
4359 | 41529 | 388.1 | 762.6
4360 | 41529 | 388.1 | 762.6
4361 | 41525 | 456.8 | 920.4
4362 | 41525 | 456.8 | 920.4
4363 | 41529 | 388.1 | 762.6
4364 | 41359 | 521.9 | 803.5
4365 | 41525 | 456.8 | 920.4
4370 | 41525 | 456.8 | 920.4
4371 | 41525 | 456.8 | 920.4
4372 | 41525 | 456.8 | 920.4
4373 | 41525 | 456.8 | 920.4
4374 | 41175 | 210.4 | 1395.1
4375 | 41175 | 210.4 | 1395.1
4376 | 41175 | 210.4 | 1395.1
4377 | 41175 | 210.4 | 1395.1
4378 | 41175 | 210.4 | 1395.1
4380 | 41175 | 210.4 | 1395.1
4381 | 41175 | 210.4 | 1395.1
4382 | 41175 | 210.4 | 1395.1
4383 | 41175 | 210.4 | 1395.1
4384 | 41175 | 210.4 | 1395.1
4385 | 41175 | 210.4 | 1395.1
4387 | 41521 | 746.4 | 632.1
4388 | 41521 | 746.4 | 632.1
4390 | 41521 | 746.4 | 632.1
4400 | 41359 | 521.9 | 803.5
4401 | 41359 | 521.9 | 803.5
4402 | 41359 | 521.9 | 803.5
4403 | 41359 | 521.9 | 803.5
4404 | 41522 | 649.9 | 667.2
4405 | 41522 | 649.9 | 667.2
4406 | 42112 | 694 | 610.9
4407 | 41522 | 649.9 | 667.2
4408 | 41522 | 649.9 | 667.2
4410 | 41522 | 649.9 | 667.2
4411 | 41522 | 649.9 | 667.2
4412 | 41522 | 649.9 | 667.2
4413 | 42112 | 694 | 610.9
4415 | 42112 | 694 | 610.9
4416 | 42112 | 694 | 610.9
4417 | 43091 | 659.9 | 654.9
4418 | 42112 | 694 | 610.9
4419 | 42112 | 694 | 610.9
4420 | 39089 | 977.8 | 344.4
4421 | 42112 | 694 | 610.9
4422 | 43109 | 676.8 | 592
4423 | 43109 | 676.8 | 592
4424 | 42112 | 694 | 610.9
4425 | 42112 | 694 | 610.9
4426 | 42112 | 694 | 610.9
4427 | 43091 | 659.9 | 654.9
4428 | 43091 | 659.9 | 654.9
4454 | 43015 | 696.8 | 648.5
4455 | 43091 | 659.9 | 654.9
4461 | 43091 | 659.9 | 654.9
4462 | 43091 | 659.9 | 654.9
4465 | 43015 | 696.8 | 648.5
4467 | 43015 | 696.8 | 648.5
4468 | 44021 | 665.9 | 577.7
4470 | 44021 | 665.9 | 577.7
4471 | 44021 | 665.9 | 577.7
4472 | 36034 | 846 | 345.8
4474 | 44021 | 665.9 | 577.7
4475 | 44021 | 665.9 | 577.7
4477 | 44021 | 665.9 | 577.7
4478 | 36034 | 846 | 345.8
4479 | 44021 | 665.9 | 577.7
4480 | 45025 | 576.1 | 469.4
4481 | 45009 | 704.2 | 399.1
4482 | 38026 | 644.2 | 363.3
4486 | 43109 | 676.8 | 592
4487 | 43109 | 676.8 | 592
4488 | 43109 | 676.8 | 592
4489 | 44021 | 665.9 | 577.7
4490 | 44021 | 665.9 | 577.7
4491 | 45025 | 576.1 | 469.4
4492 | 45025 | 576.1 | 469.4
4493 | 45025 | 576.1 | 469.4
4494 | 43109 | 676.8 | 592
4496 | 43109 | 676.8 | 592
4497 | 43109 | 676.8 | 592
4498 | 41521 | 746.4 | 632.1
4500 | 40958 | 1035.6 | 207.3
4501 | 40958 | 1035.6 | 207.3
4502 | 40958 | 1035.6 | 207.3
4503 | 40958 | 1035.6 | 207.3
4504 | 40958 | 1035.6 | 207.3
4505 | 40958 | 1035.6 | 207.3
4506 | 40284 | 922.2 | 249.7
4507 | 40958 | 1035.6 | 207.3
4508 | 40958 | 1035.6 | 207.3
4509 | 40958 | 1035.6 | 207.3
4510 | 40284 | 922.2 | 249.7
4511 | 40958 | 1035.6 | 207.3
4512 | 40284 | 922.2 | 249.7
4514 | 40284 | 922.2 | 249.7
4515 | 40651 | 522.3 | 770.6
4516 | 40284 | 922.2 | 249.7
4517 | 40284 | 922.2 | 249.7
4518 | 40284 | 922.2 | 249.7
4519 | 40284 | 922.2 | 249.7
4520 | 40913 | 1054.5 | 176.8
4521 | 40958 | 1035.6 | 207.3
4550 | 40988 | 1013.4 | 224.9
4551 | 40861 | 1205.7 | 269.7
4552 | 40988 | 1013.4 | 224.9
4553 | 40988 | 1013.4 | 224.9
4554 | 40988 | 1013.4 | 224.9
4555 | 40988 | 1013.4 | 224.9
4556 | 40988 | 1013.4 | 224.9
4557 | 40861 | 1205.7 | 269.7
4558 | 40861 | 1205.7 | 269.7
4559 | 40988 | 1013.4 | 224.9
4560 | 40988 | 1013.4 | 224.9
4561 | 40861 | 1205.7 | 269.7
4562 | 40908 | 1217.3 | 182.6
4563 | 40988 | 1013.4 | 224.9
4564 | 40861 | 1205.7 | 269.7
4565 | 40908 | 1217.3 | 182.6
4566 | 40908 | 1217.3 | 182.6
4567 | 40908 | 1217.3 | 182.6
4568 | 40908 | 1217.3 | 182.6
4569 | 40908 | 1217.3 | 182.6
4570 | 40093 | 905.4 | 388.4
4571 | 40908 | 1217.3 | 182.6
4572 | 40861 | 1205.7 | 269.7
4573 | 40861 | 1205.7 | 269.7
4574 | 40988 | 1013.4 | 224.9
4575 | 40861 | 1205.7 | 269.7
4580 | 40555 | 1113 | 151
4581 | 40405 | 1356.9 | 198.4
4600 | 40093 | 905.4 | 388.4
4601 | 39066 | 871.4 | 315.7
4605 | 39066 | 871.4 | 315.7
4606 | 39066 | 871.4 | 315.7
4608 | 40651 | 522.3 | 770.6
4610 | 39066 | 871.4 | 315.7
4611 | 39066 | 871.4 | 315.7
4612 | 39066 | 871.4 | 315.7
4613 | 39066 | 871.4 | 315.7
4614 | 41359 | 521.9 | 803.5
4615 | 40651 | 522.3 | 770.6
4620 | 40126 | 1221.8 | 209.6
4621 | 39066 | 871.4 | 315.7
4625 | 39066 | 871.4 | 315.7
4626 | 39066 | 871.4 | 315.7
4627 | 39066 | 871.4 | 315.7
4630 | 39089 | 977.8 | 344.4
4650 | 40126 | 1221.8 | 209.6
4655 | 40405 | 1356.9 | 198.4
4659 | 40126 | 1221.8 | 209.6
4660 | 39128 | 1293.7 | 136.8
4662 | 40126 | 1221.8 | 209.6
4670 | 39128 | 1293.7 | 136.8
4671 | 39128 | 1293.7 | 136.8
4673 | 39128 | 1293.7 | 136.8
4674 | 39314 | 1706.7 | 63.5
4676 | 39314 | 1706.7 | 63.5
4677 | 39314 | 1706.7 | 63.5
4678 | 39314 | 1706.7 | 63.5
4680 | 39326 | 1457.8 | 91.2
4694 | 39326 | 1457.8 | 91.2
4695 | 39326 | 1457.8 | 91.2
4697 | 39326 | 1457.8 | 91.2
4699 | 39083 | 1408.6 | 121.2
4700 | 39083 | 1408.6 | 121.2
4701 | 39083 | 1408.6 | 121.2
4702 | 33210 | 1616 | 119.1
4703 | 33294 | 1762 | 150.3
4704 | 39083 | 1408.6 | 121.2
4705 | 33210 | 1616 | 119.1
4706 | 33065 | 1626.4 | 68
4707 | 33210 | 1616 | 119.1
4709 | 35264 | 1141.4 | 196.4
4710 | 33294 | 1762 | 150.3
4711 | 39083 | 1408.6 | 121.2
4712 | 39083 | 1408.6 | 121.2
4713 | 39089 | 977.8 | 344.4
4714 | 39083 | 1408.6 | 121.2
4715 | 39089 | 977.8 | 344.4
4716 | 39089 | 977.8 | 344.4
4717 | 35264 | 1141.4 | 196.4
4718 | 43015 | 696.8 | 648.5
4719 | 39089 | 977.8 | 344.4
4720 | 35264 | 1141.4 | 196.4
4721 | 35264 | 1141.4 | 196.4
4722 | 35264 | 1141.4 | 196.4
4723 | 35264 | 1141.4 | 196.4
4724 | 35264 | 1141.4 | 196.4
4725 | 36031 | 911 | 240.4
4726 | 36031 | 911 | 240.4
4727 | 36031 | 911 | 240.4
4728 | 36034 | 846 | 345.8
4730 | 37039 | 1068.7 | 178.6
4731 | 36031 | 911 | 240.4
4732 | 36031 | 911 | 240.4
4733 | 37039 | 1068.7 | 178.6
4735 | 37036 | 901 | 226.6
4736 | 38024 | 982.7 | 330.9
4737 | 33045 | 1751.9 | 118.2
4738 | 33045 | 1751.9 | 118.2
4739 | 33210 | 1616 | 119.1
4740 | 33045 | 1751.9 | 118.2
4741 | 33045 | 1751.9 | 118.2
4742 | 33247 | 1662.6 | 109
4743 | 33247 | 1662.6 | 109
4744 | 33045 | 1751.9 | 118.2
4745 | 35264 | 1141.4 | 196.4
4746 | 33210 | 1616 | 119.1
4750 | 33119 | 1948.1 | 85.3
4751 | 33045 | 1751.9 | 118.2
4753 | 33045 | 1751.9 | 118.2
4754 | 33045 | 1751.9 | 118.2
4756 | 33045 | 1751.9 | 118.2
4757 | 33045 | 1751.9 | 118.2
4798 | 33247 | 1662.6 | 109
4799 | 33247 | 1662.6 | 109
4800 | 33247 | 1662.6 | 109
4801 | 33106 | 1976.9 | 5.7
4802 | 33247 | 1662.6 | 109
4803 | 33106 | 1976.9 | 5.7
4804 | 33247 | 1662.6 | 109
4805 | 33247 | 1662.6 | 109
4806 | 33002 | 1937.5 | 48.2
4807 | 33002 | 1937.5 | 48.2
4808 | 33002 | 1937.5 | 48.2
4809 | 32040 | 2100.4 | 23.4
4810 | 32040 | 2100.4 | 23.4
4811 | 32040 | 2100.4 | 23.4
4812 | 32040 | 2100.4 | 23.4
4813 | 32040 | 2100.4 | 23.4
4814 | 32040 | 2100.4 | 23.4
4815 | 33307 | 1239.2 | 206.4
4816 | 32040 | 2100.4 | 23.4
4817 | 32040 | 2100.4 | 23.4
4818 | 32040 | 2100.4 | 23.4
4819 | 32040 | 2100.4 | 23.4
4820 | 33307 | 1239.2 | 206.4
4821 | 30022 | 1044.2 | 142.1
4822 | 30124 | 1535.3 | 21.4
4823 | 29058 | 1153.3 | 123.9
4824 | 29141 | 1118.4 | 83.8
4825 | 29127 | 1000.3 | 160.3
4828 | 37010 | 1097.5 | 134
4829 | 38026 | 644.2 | 363.3
4830 | 29077 | 2102.2 | 7
4849 | 32037 | 2260.9 | 16
4850 | 32040 | 2100.4 | 23.4
4852 | 32037 | 2260.9 | 16
4854 | 32037 | 2260.9 | 16
4855 | 32037 | 2260.9 | 16
4856 | 32037 | 2260.9 | 16
4857 | 40764 | 1163.3 | 135.9
4858 | 32037 | 2260.9 | 16
4859 | 32037 | 2260.9 | 16
4860 | 32037 | 2260.9 | 16
4861 | 32037 | 2260.9 | 16
4865 | 31011 | 2320.5 | 2.3
4868 | 31011 | 2320.5 | 2.3
4869 | 31011 | 2320.5 | 2.3
4870 | 31011 | 2320.5 | 2.3
4871 | 31011 | 2320.5 | 2.3
4872 | 31210 | 1523.8 | 19.3
4873 | 31037 | 2870.7 | 0
4874 | 27058 | 3394.5 | 0
4875 | 27058 | 3394.5 | 0
4876 | 27058 | 3394.5 | 0
4877 | 31037 | 2870.7 | 0
4878 | 31011 | 2320.5 | 2.3
4879 | 31011 | 2320.5 | 2.3
4880 | 31210 | 1523.8 | 19.3
4881 | 31011 | 2320.5 | 2.3
4882 | 31210 | 1523.8 | 19.3
4883 | 31210 | 1523.8 | 19.3
4884 | 31210 | 1523.8 | 19.3
4885 | 31210 | 1523.8 | 19.3
4886 | 32037 | 2260.9 | 16
4887 | 31210 | 1523.8 | 19.3
4888 | 31210 | 1523.8 | 19.3
4890 | 29063 | 2174.5 | 4.1
4891 | 29063 | 2174.5 | 4.1
4892 | 31011 | 2320.5 | 2.3
4895 | 31209 | 2607.5 | 3.4
5000 | 23034 | 159.7 | 995.6
5005 | 23090 | 164.9 | 900.5
5006 | 23090 | 164.9 | 900.5
5007 | 23090 | 164.9 | 900.5
5008 | 23090 | 164.9 | 900.5
5009 | 23034 | 159.7 | 995.6
5010 | 23090 | 164.9 | 900.5
5011 | 23034 | 159.7 | 995.6
5012 | 23013 | 158.2 | 1017.3
5013 | 23013 | 158.2 | 1017.3
5014 | 23034 | 159.7 | 995.6
5015 | 23034 | 159.7 | 995.6
5016 | 23013 | 158.2 | 1017.3
5017 | 23013 | 158.2 | 1017.3
5018 | 23013 | 158.2 | 1017.3
5019 | 23034 | 159.7 | 995.6
5020 | 23034 | 159.7 | 995.6
5021 | 23034 | 159.7 | 995.6
5022 | 23034 | 159.7 | 995.6
5023 | 23034 | 159.7 | 995.6
5024 | 23034 | 159.7 | 995.6
5025 | 23034 | 159.7 | 995.6
5031 | 23034 | 159.7 | 995.6
5032 | 23034 | 159.7 | 995.6
5033 | 23034 | 159.7 | 995.6
5034 | 23090 | 164.9 | 900.5
5035 | 23034 | 159.7 | 995.6
5037 | 23034 | 159.7 | 995.6
5038 | 23034 | 159.7 | 995.6
5039 | 23034 | 159.7 | 995.6
5040 | 23034 | 159.7 | 995.6
5041 | 23090 | 164.9 | 900.5
5042 | 23034 | 159.7 | 995.6
5043 | 23034 | 159.7 | 995.6
5044 | 23034 | 159.7 | 995.6
5045 | 23034 | 159.7 | 995.6
5046 | 23034 | 159.7 | 995.6
5047 | 23034 | 159.7 | 995.6
5048 | 23034 | 159.7 | 995.6
5049 | 23034 | 159.7 | 995.6
5050 | 23842 | 30.8 | 2317.2
5051 | 23842 | 30.8 | 2317.2
5052 | 23842 | 30.8 | 2317.2
5061 | 23090 | 164.9 | 900.5
5062 | 23090 | 164.9 | 900.5
5063 | 23090 | 164.9 | 900.5
5064 | 23090 | 164.9 | 900.5
5065 | 23090 | 164.9 | 900.5
5066 | 23090 | 164.9 | 900.5
5067 | 23090 | 164.9 | 900.5
5068 | 23090 | 164.9 | 900.5
5069 | 23090 | 164.9 | 900.5
5070 | 23090 | 164.9 | 900.5
5072 | 23090 | 164.9 | 900.5
5073 | 23090 | 164.9 | 900.5
5074 | 23090 | 164.9 | 900.5
5075 | 23090 | 164.9 | 900.5
5076 | 23842 | 30.8 | 2317.2
5081 | 23090 | 164.9 | 900.5
5082 | 23090 | 164.9 | 900.5
5083 | 23090 | 164.9 | 900.5
5084 | 23090 | 164.9 | 900.5
5085 | 23013 | 158.2 | 1017.3
5086 | 23090 | 164.9 | 900.5
5087 | 23090 | 164.9 | 900.5
5088 | 23013 | 158.2 | 1017.3
5089 | 23013 | 158.2 | 1017.3
5090 | 23013 | 158.2 | 1017.3
5091 | 23013 | 158.2 | 1017.3
5092 | 23013 | 158.2 | 1017.3
5093 | 23013 | 158.2 | 1017.3
5094 | 23013 | 158.2 | 1017.3
5095 | 23013 | 158.2 | 1017.3
5096 | 23013 | 158.2 | 1017.3
5097 | 23013 | 158.2 | 1017.3
5098 | 23013 | 158.2 | 1017.3
5106 | 23013 | 158.2 | 1017.3
5107 | 23013 | 158.2 | 1017.3
5108 | 23013 | 158.2 | 1017.3
5109 | 23013 | 158.2 | 1017.3
5110 | 23083 | 163.3 | 1035.6
5111 | 23083 | 163.3 | 1035.6
5112 | 23083 | 163.3 | 1035.6
5113 | 23083 | 163.3 | 1035.6
5114 | 23083 | 163.3 | 1035.6
5115 | 23083 | 163.3 | 1035.6
5116 | 23122 | 127.3 | 1177.3
5117 | 23083 | 163.3 | 1035.6
5118 | 23122 | 127.3 | 1177.3
5120 | 23083 | 163.3 | 1035.6
5121 | 23083 | 163.3 | 1035.6
5125 | 23013 | 158.2 | 1017.3
5126 | 23013 | 158.2 | 1017.3
5127 | 23013 | 158.2 | 1017.3
5131 | 23013 | 158.2 | 1017.3
5132 | 23013 | 158.2 | 1017.3
5133 | 23013 | 158.2 | 1017.3
5134 | 23842 | 30.8 | 2317.2
5136 | 23842 | 30.8 | 2317.2
5137 | 23842 | 30.8 | 2317.2
5138 | 23842 | 30.8 | 2317.2
5139 | 23842 | 30.8 | 2317.2
5140 | 23842 | 30.8 | 2317.2
5141 | 23842 | 30.8 | 2317.2
5142 | 23842 | 30.8 | 2317.2
5144 | 23842 | 30.8 | 2317.2
5150 | 23842 | 30.8 | 2317.2
5151 | 23842 | 30.8 | 2317.2
5152 | 23842 | 30.8 | 2317.2
5153 | 23842 | 30.8 | 2317.2
5154 | 23842 | 30.8 | 2317.2
5155 | 23842 | 30.8 | 2317.2
5156 | 23842 | 30.8 | 2317.2
5157 | 23887 | 63.1 | 1560.6
5158 | 23034 | 159.7 | 995.6
5159 | 23887 | 63.1 | 1560.6
5160 | 23885 | 133.5 | 956.2
5161 | 23885 | 133.5 | 956.2
5162 | 23885 | 133.5 | 956.2
5163 | 23885 | 133.5 | 956.2
5164 | 23885 | 133.5 | 956.2
5165 | 23885 | 133.5 | 956.2
5166 | 23885 | 133.5 | 956.2
5167 | 23885 | 133.5 | 956.2
5168 | 23885 | 133.5 | 956.2
5169 | 23885 | 133.5 | 956.2
5170 | 23885 | 133.5 | 956.2
5171 | 23887 | 63.1 | 1560.6
5172 | 23887 | 63.1 | 1560.6
5173 | 23885 | 133.5 | 956.2
5174 | 23885 | 133.5 | 956.2
5201 | 23887 | 63.1 | 1560.6
5202 | 23875 | 54.3 | 1698.6
5203 | 23875 | 54.3 | 1698.6
5204 | 23875 | 54.3 | 1698.6
5210 | 23887 | 63.1 | 1560.6
5211 | 23894 | 146.5 | 1029.5
5212 | 23894 | 146.5 | 1029.5
5213 | 23894 | 146.5 | 1029.5
5214 | 23894 | 146.5 | 1029.5
5220 | 22841 | 81.8 | 1331.8
5221 | 22841 | 81.8 | 1331.8
5222 | 22803 | 98.8 | 1028.7
5223 | 22841 | 81.8 | 1331.8
5231 | 23878 | 57.3 | 1768.4
5232 | 23878 | 57.3 | 1768.4
5233 | 23878 | 57.3 | 1768.4
5234 | 23878 | 57.3 | 1768.4
5235 | 23878 | 57.3 | 1768.4
5236 | 23878 | 57.3 | 1768.4
5237 | 24584 | 121.4 | 1230.3
5238 | 23373 | 81 | 1463.7
5240 | 23842 | 30.8 | 2317.2
5241 | 23842 | 30.8 | 2317.2
5242 | 23842 | 30.8 | 2317.2
5243 | 23842 | 30.8 | 2317.2
5244 | 24584 | 121.4 | 1230.3
5245 | 23842 | 30.8 | 2317.2
5250 | 23842 | 30.8 | 2317.2
5251 | 23842 | 30.8 | 2317.2
5252 | 23842 | 30.8 | 2317.2
5253 | 24584 | 121.4 | 1230.3
5254 | 24584 | 121.4 | 1230.3
5255 | 24580 | 94.1 | 1186.3
5256 | 24580 | 94.1 | 1186.3
5259 | 24584 | 121.4 | 1230.3
5260 | 24584 | 121.4 | 1230.3
5261 | 24584 | 121.4 | 1230.3
5262 | 26099 | 73.8 | 1554.2
5263 | 26091 | 82.5 | 1633.4
5264 | 23894 | 146.5 | 1029.5
5265 | 25557 | 109.5 | 1444.8
5266 | 25557 | 109.5 | 1444.8
5267 | 25557 | 109.5 | 1444.8
5268 | 26100 | 113.6 | 1487.2
5269 | 26100 | 113.6 | 1487.2
5270 | 25507 | 147.1 | 1276.2
5271 | 26100 | 113.6 | 1487.2
5272 | 26105 | 63.9 | 1474.4
5273 | 26100 | 113.6 | 1487.2
5275 | 26095 | 71.5 | 1360.5
5276 | 26105 | 63.9 | 1474.4
5277 | 26091 | 82.5 | 1633.4
5278 | 26091 | 82.5 | 1633.4
5279 | 26021 | 55.4 | 1654.6
5280 | 26021 | 55.4 | 1654.6
5290 | 26021 | 55.4 | 1654.6
5291 | 26021 | 55.4 | 1654.6
5301 | 25562 | 123.6 | 1339.7
5302 | 25562 | 123.6 | 1339.7
5303 | 25562 | 123.6 | 1339.7
5304 | 24024 | 162 | 1154.7
5306 | 24584 | 121.4 | 1230.3
5307 | 25562 | 123.6 | 1339.7
5308 | 24024 | 162 | 1154.7
5309 | 24024 | 162 | 1154.7
5310 | 24024 | 162 | 1154.7
5311 | 25562 | 123.6 | 1339.7
5320 | 24511 | 98 | 1421.5
5321 | 24511 | 98 | 1421.5
5322 | 24048 | 158.3 | 1100.8
5330 | 24048 | 158.3 | 1100.8
5331 | 24048 | 158.3 | 1100.8
5332 | 24024 | 162 | 1154.7
5333 | 24024 | 162 | 1154.7
5340 | 24048 | 158.3 | 1100.8
5341 | 24048 | 158.3 | 1100.8
5342 | 24048 | 158.3 | 1100.8
5343 | 24024 | 162 | 1154.7
5344 | 24048 | 158.3 | 1100.8
5345 | 24024 | 162 | 1154.7
5346 | 24048 | 158.3 | 1100.8
5350 | 23878 | 57.3 | 1768.4
5351 | 23878 | 57.3 | 1768.4
5352 | 23373 | 81 | 1463.7
5353 | 24584 | 121.4 | 1230.3
5354 | 24024 | 162 | 1154.7
5355 | 23373 | 81 | 1463.7
5356 | 23373 | 81 | 1463.7
5357 | 24511 | 98 | 1421.5
5360 | 23373 | 81 | 1463.7
5371 | 23122 | 127.3 | 1177.3
5372 | 23122 | 127.3 | 1177.3
5373 | 24511 | 98 | 1421.5
5374 | 24511 | 98 | 1421.5
5381 | 24511 | 98 | 1421.5
5400 | 23122 | 127.3 | 1177.3
5401 | 23122 | 127.3 | 1177.3
5410 | 23122 | 127.3 | 1177.3
5411 | 23122 | 127.3 | 1177.3
5412 | 24511 | 98 | 1421.5
5413 | 21131 | 77.9 | 1543
5414 | 21131 | 77.9 | 1543
5415 | 21131 | 77.9 | 1543
5416 | 21131 | 77.9 | 1543
5417 | 21131 | 77.9 | 1543
5418 | 21131 | 77.9 | 1543
5419 | 21131 | 77.9 | 1543
5420 | 21131 | 77.9 | 1543
5421 | 21131 | 77.9 | 1543
5422 | 20062 | 140.2 | 1252.3
5431 | 20062 | 140.2 | 1252.3
5432 | 18201 | 290.5 | 772.2
5433 | 18201 | 290.5 | 772.2
5434 | 18201 | 290.5 | 772.2
5440 | 20062 | 140.2 | 1252.3
5451 | 21131 | 77.9 | 1543
5452 | 21131 | 77.9 | 1543
5453 | 21131 | 77.9 | 1543
5454 | 21131 | 77.9 | 1543
5455 | 21131 | 77.9 | 1543
5460 | 23122 | 127.3 | 1177.3
5461 | 21131 | 77.9 | 1543
5462 | 21131 | 77.9 | 1543
5464 | 21133 | 148.3 | 1195.6
5470 | 21133 | 148.3 | 1195.6
5471 | 21133 | 148.3 | 1195.6
5472 | 21133 | 148.3 | 1195.6
5473 | 21133 | 148.3 | 1195.6
5480 | 21133 | 148.3 | 1195.6
5481 | 18120 | 292.1 | 902.5
5482 | 18201 | 290.5 | 772.2
5483 | 18201 | 290.5 | 772.2
5485 | 18201 | 290.5 | 772.2
5490 | 21133 | 148.3 | 1195.6
5491 | 21131 | 77.9 | 1543
5493 | 21131 | 77.9 | 1543
5495 | 18120 | 292.1 | 902.5
5501 | 23122 | 127.3 | 1177.3
5502 | 23122 | 127.3 | 1177.3
5510 | 21133 | 148.3 | 1195.6
5520 | 21133 | 148.3 | 1195.6
5521 | 21133 | 148.3 | 1195.6
5522 | 21133 | 148.3 | 1195.6
5523 | 21133 | 148.3 | 1195.6
5540 | 18120 | 292.1 | 902.5
5550 | 21133 | 148.3 | 1195.6
5552 | 22050 | 174.8 | 1148.2
5554 | 22050 | 174.8 | 1148.2
5555 | 21133 | 148.3 | 1195.6
5556 | 22050 | 174.8 | 1148.2
5558 | 22050 | 174.8 | 1148.2
5560 | 21133 | 148.3 | 1195.6
5570 | 22008 | 184 | 1021.3
5571 | 22008 | 184 | 1021.3
5572 | 22008 | 184 | 1021.3
5573 | 22008 | 184 | 1021.3
5575 | 22031 | 166.5 | 1056
5576 | 22046 | 184.3 | 1032.2
5577 | 22049 | 200.6 | 868
5580 | 22031 | 166.5 | 1056
5581 | 22031 | 166.5 | 1056
5582 | 22046 | 184.3 | 1032.2
5583 | 22046 | 184.3 | 1032.2
5600 | 18120 | 292.1 | 902.5
5601 | 18120 | 292.1 | 902.5
5602 | 22050 | 174.8 | 1148.2
5603 | 18217 | 151.6 | 1184.4
5604 | 18217 | 151.6 | 1184.4
5605 | 18192 | 172.7 | 975.3
5606 | 18192 | 172.7 | 975.3
5607 | 18217 | 151.6 | 1184.4
5608 | 18120 | 292.1 | 902.5
5609 | 18120 | 292.1 | 902.5
5630 | 18217 | 151.6 | 1184.4
5631 | 18217 | 151.6 | 1184.4
5632 | 18217 | 151.6 | 1184.4
5633 | 18044 | 192.5 | 972.8
5640 | 18217 | 151.6 | 1184.4
5641 | 18044 | 192.5 | 972.8
5642 | 18044 | 192.5 | 972.8
5650 | 18044 | 192.5 | 972.8
5651 | 18044 | 192.5 | 972.8
5652 | 18083 | 165.5 | 953.9
5653 | 18195 | 136.5 | 903.9
5654 | 18195 | 136.5 | 903.9
5655 | 18195 | 136.5 | 903.9
5660 | 18195 | 136.5 | 903.9
5661 | 18012 | 186.1 | 883
5670 | 18069 | 191.2 | 838.5
5671 | 18195 | 136.5 | 903.9
5680 | 18195 | 136.5 | 903.9
5690 | 18012 | 186.1 | 883
5700 | 18201 | 290.5 | 772.2
5701 | 23034 | 159.7 | 995.6
5710 | 18201 | 290.5 | 772.2
5720 | 16001 | 227.9 | 722
5722 | 16096 | 275.9 | 765
5723 | 16090 | 267.7 | 613.9
5724 | 17043 | 497.7 | 507.4
5725 | 16096 | 275.9 | 765
5730 | 17110 | 278 | 794
5731 | 22823 | 60.5 | 1224.8
5732 | 17110 | 278 | 794
5733 | 17126 | 435.6 | 618.5
5734 | 17043 | 497.7 | 507.4
5950 | 23034 | 159.7 | 995.6
6000 | 9225 | 375.9 | 651.2
6003 | 9225 | 375.9 | 651.2
6004 | 9225 | 375.9 | 651.2
6005 | 9225 | 375.9 | 651.2
6006 | 9225 | 375.9 | 651.2
6007 | 9225 | 375.9 | 651.2
6008 | 9215 | 450.4 | 511.3
6009 | 9215 | 450.4 | 511.3
6010 | 9215 | 450.4 | 511.3
6011 | 9215 | 450.4 | 511.3
6012 | 9215 | 450.4 | 511.3
6014 | 9215 | 450.4 | 511.3
6015 | 9215 | 450.4 | 511.3
6016 | 9225 | 375.9 | 651.2
6017 | 9225 | 375.9 | 651.2
6018 | 9215 | 450.4 | 511.3
6019 | 9215 | 450.4 | 511.3
6020 | 9215 | 450.4 | 511.3
6021 | 9225 | 375.9 | 651.2
6022 | 9225 | 375.9 | 651.2
6023 | 9225 | 375.9 | 651.2
6024 | 9225 | 375.9 | 651.2
6025 | 9215 | 450.4 | 511.3
6026 | 9225 | 375.9 | 651.2
6027 | 9225 | 375.9 | 651.2
6028 | 9225 | 375.9 | 651.2
6029 | 9215 | 450.4 | 511.3
6030 | 9178 | 302.4 | 823.7
6031 | 9053 | 308.5 | 692.8
6032 | 9178 | 302.4 | 823.7
6033 | 9178 | 302.4 | 823.7
6034 | 9178 | 302.4 | 823.7
6035 | 9178 | 302.4 | 823.7
6036 | 9178 | 302.4 | 823.7
6037 | 9178 | 302.4 | 823.7
6038 | 9178 | 302.4 | 823.7
6041 | 9178 | 302.4 | 823.7
6042 | 9114 | 587.8 | 431.4
6043 | 9114 | 587.8 | 431.4
6044 | 9114 | 587.8 | 431.4
6050 | 9225 | 375.9 | 651.2
6051 | 9225 | 375.9 | 651.2
6052 | 9225 | 375.9 | 651.2
6053 | 9225 | 375.9 | 651.2
6054 | 9021 | 321.8 | 665.1
6055 | 9021 | 321.8 | 665.1
6056 | 9021 | 321.8 | 665.1
6057 | 9021 | 321.8 | 665.1
6058 | 9021 | 321.8 | 665.1
6059 | 9225 | 375.9 | 651.2
6060 | 9225 | 375.9 | 651.2
6061 | 9225 | 375.9 | 651.2
6062 | 9225 | 375.9 | 651.2
6063 | 9021 | 321.8 | 665.1
6064 | 9225 | 375.9 | 651.2
6065 | 9225 | 375.9 | 651.2
6066 | 9225 | 375.9 | 651.2
6067 | 9225 | 375.9 | 651.2
6068 | 9021 | 321.8 | 665.1
6069 | 9053 | 308.5 | 692.8
6070 | 9021 | 321.8 | 665.1
6071 | 9240 | 171.4 | 1040.2
6072 | 9240 | 171.4 | 1040.2
6073 | 9240 | 171.4 | 1040.2
6074 | 9240 | 171.4 | 1040.2
6076 | 9240 | 171.4 | 1040.2
6077 | 9053 | 308.5 | 692.8
6078 | 9053 | 308.5 | 692.8
6079 | 9053 | 308.5 | 692.8
6081 | 9240 | 171.4 | 1040.2
6082 | 9240 | 171.4 | 1040.2
6083 | 9053 | 308.5 | 692.8
6084 | 9053 | 308.5 | 692.8
6090 | 9225 | 375.9 | 651.2
6100 | 9225 | 375.9 | 651.2
6101 | 9225 | 375.9 | 651.2
6102 | 9021 | 321.8 | 665.1
6103 | 9225 | 375.9 | 651.2
6104 | 9021 | 321.8 | 665.1
6105 | 9021 | 321.8 | 665.1
6106 | 9021 | 321.8 | 665.1
6107 | 9172 | 314 | 820.6
6108 | 9172 | 314 | 820.6
6109 | 9021 | 321.8 | 665.1
6110 | 9172 | 314 | 820.6
6111 | 9172 | 314 | 820.6
6112 | 9172 | 314 | 820.6
6121 | 9172 | 314 | 820.6
6122 | 9172 | 314 | 820.6
6123 | 9172 | 314 | 820.6
6124 | 9538 | 166.1 | 1187.9
6125 | 9172 | 314 | 820.6
6126 | 9977 | 421.4 | 501.1
6147 | 9172 | 314 | 820.6
6148 | 9172 | 314 | 820.6
6149 | 9172 | 314 | 820.6
6150 | 9172 | 314 | 820.6
6151 | 9225 | 375.9 | 651.2
6152 | 9172 | 314 | 820.6
6153 | 9172 | 314 | 820.6
6154 | 9172 | 314 | 820.6
6155 | 9172 | 314 | 820.6
6156 | 9172 | 314 | 820.6
6157 | 9215 | 450.4 | 511.3
6158 | 9215 | 450.4 | 511.3
6159 | 9215 | 450.4 | 511.3
6160 | 9215 | 450.4 | 511.3
6161 | 9193 | 487.4 | 385.1
6162 | 9172 | 314 | 820.6
6163 | 9172 | 314 | 820.6
6164 | 9172 | 314 | 820.6
6165 | 9256 | 487.4 | 478.6
6166 | 9256 | 487.4 | 478.6
6167 | 9256 | 487.4 | 478.6
6168 | 9256 | 487.4 | 478.6
6169 | 9256 | 487.4 | 478.6
6170 | 9256 | 487.4 | 478.6
6171 | 9256 | 487.4 | 478.6
6172 | 9256 | 487.4 | 478.6
6173 | 9977 | 421.4 | 501.1
6174 | 9977 | 421.4 | 501.1
6175 | 9977 | 421.4 | 501.1
6176 | 9977 | 421.4 | 501.1
6180 | 9977 | 421.4 | 501.1
6181 | 9977 | 421.4 | 501.1
6182 | 9977 | 421.4 | 501.1
6207 | 9977 | 421.4 | 501.1
6208 | 9538 | 166.1 | 1187.9
6209 | 9977 | 421.4 | 501.1
6210 | 9977 | 421.4 | 501.1
6211 | 9977 | 421.4 | 501.1
6213 | 9538 | 166.1 | 1187.9
6214 | 9538 | 166.1 | 1187.9
6215 | 9977 | 421.4 | 501.1
6218 | 9538 | 166.1 | 1187.9
6220 | 9965 | 290.2 | 926.6
6221 | 9965 | 290.2 | 926.6
6223 | 9965 | 290.2 | 926.6
6224 | 9965 | 290.2 | 926.6
6225 | 9994 | 169.3 | 1321.1
6226 | 9965 | 290.2 | 926.6
6227 | 9965 | 290.2 | 926.6
6228 | 9965 | 290.2 | 926.6
6229 | 9965 | 290.2 | 926.6
6230 | 9965 | 290.2 | 926.6
6232 | 9965 | 290.2 | 926.6
6233 | 9965 | 290.2 | 926.6
6236 | 9965 | 290.2 | 926.6
6237 | 9965 | 290.2 | 926.6
6239 | 9965 | 290.2 | 926.6
6240 | 9994 | 169.3 | 1321.1
6243 | 9994 | 169.3 | 1321.1
6244 | 9573 | 126.9 | 1248.8
6251 | 9965 | 290.2 | 926.6
6252 | 9994 | 169.3 | 1321.1
6253 | 9994 | 169.3 | 1321.1
6254 | 9573 | 126.9 | 1248.8
6255 | 9573 | 126.9 | 1248.8
6256 | 9573 | 126.9 | 1248.8
6258 | 9573 | 126.9 | 1248.8
6260 | 9573 | 126.9 | 1248.8
6262 | 9968 | 117 | 1363.1
6271 | 9603 | 185.6 | 1011.7
6275 | 9573 | 126.9 | 1248.8
6280 | 9603 | 185.6 | 1011.7
6281 | 9519 | 191.2 | 619.9
6282 | 9519 | 191.2 | 619.9
6284 | 9603 | 185.6 | 1011.7
6285 | 9519 | 191.2 | 619.9
6286 | 9518 | 256.6 | 552.4
6288 | 9518 | 256.6 | 552.4
6290 | 9518 | 256.6 | 552.4
6302 | 10286 | 285.8 | 963.7
6304 | 10286 | 285.8 | 963.7
6306 | 10917 | 153.1 | 1318.6
6308 | 10917 | 153.1 | 1318.6
6309 | 10917 | 153.1 | 1318.6
6311 | 10917 | 153.1 | 1318.6
6312 | 10917 | 153.1 | 1318.6
6313 | 10917 | 153.1 | 1318.6
6315 | 10916 | 89.3 | 1236.2
6316 | 10916 | 89.3 | 1236.2
6317 | 10916 | 89.3 | 1236.2
6318 | 10916 | 89.3 | 1236.2
6320 | 10916 | 89.3 | 1236.2
6321 | 9964 | 84.9 | 1329.6
6322 | 9964 | 84.9 | 1329.6
6323 | 9741 | 125 | 1155.7
6324 | 9964 | 84.9 | 1329.6
6326 | 9741 | 125 | 1155.7
6327 | 9741 | 125 | 1155.7
6328 | 10905 | 103.1 | 1254
6330 | 9741 | 125 | 1155.7
6333 | 9741 | 125 | 1155.7
6335 | 10916 | 89.3 | 1236.2
6336 | 10905 | 103.1 | 1254
6337 | 10905 | 103.1 | 1254
6338 | 10916 | 89.3 | 1236.2
6341 | 10916 | 89.3 | 1236.2
6343 | 10905 | 103.1 | 1254
6346 | 12044 | 138.1 | 965.9
6348 | 9961 | 224.6 | 770.4
6350 | 10916 | 89.3 | 1236.2
6351 | 10911 | 154.8 | 1078.3
6352 | 10911 | 154.8 | 1078.3
6353 | 10692 | 99.7 | 1268.3
6355 | 10692 | 99.7 | 1268.3
6356 | 10692 | 99.7 | 1268.3
6357 | 10911 | 154.8 | 1078.3
6358 | 10692 | 99.7 | 1268.3
6359 | 10692 | 99.7 | 1268.3
6361 | 10911 | 154.8 | 1078.3
6363 | 10911 | 154.8 | 1078.3
6365 | 10536 | 259.8 | 1092.6
6367 | 10536 | 259.8 | 1092.6
6368 | 10536 | 259.8 | 1092.6
6369 | 10536 | 259.8 | 1092.6
6370 | 10536 | 259.8 | 1092.6
6372 | 10536 | 259.8 | 1092.6
6373 | 10536 | 259.8 | 1092.6
6375 | 10536 | 259.8 | 1092.6
6383 | 10286 | 285.8 | 963.7
6384 | 10536 | 259.8 | 1092.6
6385 | 10536 | 259.8 | 1092.6
6386 | 10536 | 259.8 | 1092.6
6390 | 10917 | 153.1 | 1318.6
6391 | 10917 | 153.1 | 1318.6
6392 | 9994 | 169.3 | 1321.1
6393 | 9994 | 169.3 | 1321.1
6394 | 10916 | 89.3 | 1236.2
6395 | 10916 | 89.3 | 1236.2
6396 | 9964 | 84.9 | 1329.6
6397 | 9964 | 84.9 | 1329.6
6398 | 9968 | 117 | 1363.1
6401 | 9053 | 308.5 | 692.8
6403 | 10286 | 285.8 | 963.7
6405 | 10286 | 285.8 | 963.7
6407 | 10286 | 285.8 | 963.7
6409 | 10286 | 285.8 | 963.7
6410 | 10286 | 285.8 | 963.7
6411 | 10286 | 285.8 | 963.7
6412 | 10286 | 285.8 | 963.7
6413 | 10286 | 285.8 | 963.7
6414 | 10286 | 285.8 | 963.7
6415 | 10536 | 259.8 | 1092.6
6418 | 10536 | 259.8 | 1092.6
6419 | 10536 | 259.8 | 1092.6
6420 | 10536 | 259.8 | 1092.6
6421 | 10536 | 259.8 | 1092.6
6422 | 10536 | 259.8 | 1092.6
6423 | 10536 | 259.8 | 1092.6
6424 | 10536 | 259.8 | 1092.6
6425 | 10536 | 259.8 | 1092.6
6426 | 12038 | 221.9 | 774
6427 | 12038 | 221.9 | 774
6428 | 10536 | 259.8 | 1092.6
6429 | 12038 | 221.9 | 774
6430 | 12038 | 221.9 | 774
6431 | 12038 | 221.9 | 774
6432 | 12038 | 221.9 | 774
6434 | 11052 | 235.9 | 753.3
6436 | 12038 | 221.9 | 774
6437 | 12241 | 348.7 | 574.8
6438 | 12046 | 448.1 | 562.2
6440 | 13011 | 514.6 | 457.2
6442 | 12038 | 221.9 | 774
6443 | 11052 | 235.9 | 753.3
6445 | 9542 | 172.3 | 930
6446 | 9542 | 172.3 | 930
6447 | 9542 | 172.3 | 930
6448 | 9542 | 172.3 | 930
6450 | 9542 | 172.3 | 930
6452 | 9789 | 182 | 773.8
6460 | 10286 | 285.8 | 963.7
6461 | 10286 | 285.8 | 963.7
6462 | 10286 | 285.8 | 963.7
6463 | 10286 | 285.8 | 963.7
6465 | 8297 | 259.6 | 832.6
6466 | 8297 | 259.6 | 832.6
6467 | 8297 | 259.6 | 832.6
6468 | 8297 | 259.6 | 832.6
6470 | 8297 | 259.6 | 832.6
6472 | 8297 | 259.6 | 832.6
6473 | 8297 | 259.6 | 832.6
6475 | 10286 | 285.8 | 963.7
6476 | 10286 | 285.8 | 963.7
6477 | 10286 | 285.8 | 963.7
6479 | 10286 | 285.8 | 963.7
6480 | 10286 | 285.8 | 963.7
6484 | 10286 | 285.8 | 963.7
6485 | 10286 | 285.8 | 963.7
6487 | 10286 | 285.8 | 963.7
6488 | 10286 | 285.8 | 963.7
6489 | 10286 | 285.8 | 963.7
6490 | 10286 | 285.8 | 963.7
6501 | 9053 | 308.5 | 692.8
6502 | 9178 | 302.4 | 823.7
6503 | 9178 | 302.4 | 823.7
6504 | 9178 | 302.4 | 823.7
6505 | 9178 | 302.4 | 823.7
6506 | 9178 | 302.4 | 823.7
6507 | 9114 | 587.8 | 431.4
6509 | 9178 | 302.4 | 823.7
6510 | 8297 | 259.6 | 832.6
6511 | 9037 | 286.2 | 737.6
6512 | 9037 | 286.2 | 737.6
6513 | 9037 | 286.2 | 737.6
6514 | 9037 | 286.2 | 737.6
6515 | 9037 | 286.2 | 737.6
6516 | 9037 | 286.2 | 737.6
6517 | 8296 | 409.1 | 619.1
6518 | 9037 | 286.2 | 737.6
6519 | 8296 | 409.1 | 619.1
6521 | 9037 | 286.2 | 737.6
6522 | 8296 | 409.1 | 619.1
6525 | 9037 | 286.2 | 737.6
6528 | 8051 | 563 | 403.4
6530 | 8051 | 563 | 403.4
6532 | 8251 | 963.6 | 199.5
6535 | 8051 | 563 | 403.4
6536 | 8251 | 963.6 | 199.5
6537 | 6105 | 990.5 | 124.1
6556 | 9240 | 171.4 | 1040.2
6558 | 9240 | 171.4 | 1040.2
6560 | 9053 | 308.5 | 692.8
6562 | 9240 | 171.4 | 1040.2
6564 | 9053 | 308.5 | 692.8
6566 | 9178 | 302.4 | 823.7
6567 | 9053 | 308.5 | 692.8
6568 | 9053 | 308.5 | 692.8
6569 | 9178 | 302.4 | 823.7
6571 | 8297 | 259.6 | 832.6
6572 | 8297 | 259.6 | 832.6
6574 | 8297 | 259.6 | 832.6
6575 | 8297 | 259.6 | 832.6
6603 | 8297 | 259.6 | 832.6
6605 | 8297 | 259.6 | 832.6
6606 | 8297 | 259.6 | 832.6
6608 | 8297 | 259.6 | 832.6
6609 | 8297 | 259.6 | 832.6
6612 | 8297 | 259.6 | 832.6
6613 | 8297 | 259.6 | 832.6
6614 | 8297 | 259.6 | 832.6
6616 | 8297 | 259.6 | 832.6
6620 | 8296 | 409.1 | 619.1
6623 | 8296 | 409.1 | 619.1
6625 | 8296 | 409.1 | 619.1
6627 | 8296 | 409.1 | 619.1
6628 | 8296 | 409.1 | 619.1
6630 | 8051 | 563 | 403.4
6631 | 8296 | 409.1 | 619.1
6632 | 8051 | 563 | 403.4
6635 | 8296 | 409.1 | 619.1
6638 | 7045 | 424.2 | 382.2
6639 | 7045 | 424.2 | 382.2
6640 | 7045 | 424.2 | 382.2
6642 | 7176 | 729.3 | 275.4
6646 | 13011 | 514.6 | 457.2
6701 | 6072 | 1413.3 | 27.1
6705 | 6011 | 1174.9 | 123.6
6707 | 5007 | 1336.2 | 46.4
6710 | 5017 | 1765.1 | 4.4
6711 | 5017 | 1765.1 | 4.4
6712 | 5017 | 1765.1 | 4.4
6713 | 5017 | 1765.1 | 4.4
6714 | 4032 | 1972.4 | 10.4
6716 | 7185 | 838.8 | 86.3
6718 | 4032 | 1972.4 | 10.4
6720 | 4032 | 1972.4 | 10.4
6721 | 4032 | 1972.4 | 10.4
6722 | 4032 | 1972.4 | 10.4
6725 | 3003 | 2469.2 | 3.6
6726 | 3003 | 2469.2 | 3.6
6728 | 3032 | 2308.8 | 2.4
6733 | 3032 | 2308.8 | 2.4
6740 | 1020 | 2625.9 | 0.1
6743 | 2064 | 1921.5 | 6.1
6751 | 7185 | 838.8 | 86.3
6753 | 7176 | 729.3 | 275.4
6754 | 7185 | 838.8 | 86.3
6758 | 7176 | 729.3 | 275.4
6760 | 4032 | 1972.4 | 10.4
6762 | 13030 | 1092.1 | 72.7
6765 | 3093 | 1844.9 | 12.6
6770 | 2012 | 1287.2 | 27.4
6798 | 32040 | 2100.4 | 23.4
6799 | 5007 | 1336.2 | 46.4
7000 | 94029 | 26.1 | 1854.4
7004 | 94029 | 26.1 | 1854.4
7005 | 94029 | 26.1 | 1854.4
7007 | 94029 | 26.1 | 1854.4
7008 | 94029 | 26.1 | 1854.4
7009 | 94029 | 26.1 | 1854.4
7010 | 94029 | 26.1 | 1854.4
7011 | 94087 | 0.2 | 4803.2
7012 | 94087 | 0.2 | 4803.2
7015 | 94029 | 26.1 | 1854.4
7016 | 94029 | 26.1 | 1854.4
7017 | 94212 | 30.9 | 1986.1
7018 | 94029 | 26.1 | 1854.4
7019 | 94008 | 27.8 | 1861.6
7020 | 94008 | 27.8 | 1861.6
7021 | 94008 | 27.8 | 1861.6
7022 | 94029 | 26.1 | 1854.4
7023 | 94029 | 26.1 | 1854.4
7024 | 94008 | 27.8 | 1861.6
7025 | 94212 | 30.9 | 1986.1
7026 | 94212 | 30.9 | 1986.1
7027 | 94195 | 6.1 | 2919.3
7030 | 96033 | 0.5 | 4118.6
7050 | 94029 | 26.1 | 1854.4
7052 | 94029 | 26.1 | 1854.4
7053 | 94029 | 26.1 | 1854.4
7054 | 94220 | 26 | 2411.2
7055 | 94087 | 0.2 | 4803.2
7109 | 94220 | 26 | 2411.2
7112 | 94198 | 17.6 | 2049.6
7113 | 94220 | 26 | 2411.2
7116 | 94191 | 1.9 | 3838.2
7117 | 94198 | 17.6 | 2049.6
7119 | 94195 | 6.1 | 2919.3
7120 | 94195 | 6.1 | 2919.3
7139 | 97083 | 9.7 | 2788
7140 | 95003 | 23.9 | 2266.9
7150 | 94220 | 26 | 2411.2
7151 | 94155 | 13.7 | 2383.8
7155 | 94220 | 26 | 2411.2
7162 | 94220 | 26 | 2411.2
7163 | 94198 | 17.6 | 2049.6
7170 | 94008 | 27.8 | 1861.6
7171 | 94008 | 27.8 | 1861.6
7172 | 94212 | 30.9 | 1986.1
7173 | 94008 | 27.8 | 1861.6
7174 | 94008 | 27.8 | 1861.6
7175 | 92124 | 42.5 | 1643.8
7176 | 92124 | 42.5 | 1643.8
7177 | 94008 | 27.8 | 1861.6
7178 | 94008 | 27.8 | 1861.6
7179 | 94155 | 13.7 | 2383.8
7180 | 94155 | 13.7 | 2383.8
7182 | 94155 | 13.7 | 2383.8
7183 | 94155 | 13.7 | 2383.8
7184 | 94155 | 13.7 | 2383.8
7185 | 94155 | 13.7 | 2383.8
7186 | 94008 | 27.8 | 1861.6
7187 | 94155 | 13.7 | 2383.8
7190 | 92124 | 42.5 | 1643.8
7209 | 94195 | 6.1 | 2919.3
7210 | 92114 | 55.3 | 1647.1
7211 | 91306 | 30.9 | 2320.4
7212 | 91311 | 30.6 | 2218.3
7213 | 92012 | 25 | 2421.9
7214 | 92012 | 25 | 2421.9
7215 | 92114 | 55.3 | 1647.1
7216 | 92120 | 73.3 | 1781.5
7248 | 91237 | 69.8 | 1931.7
7249 | 91237 | 69.8 | 1931.7
7250 | 91237 | 69.8 | 1931.7
7252 | 91237 | 69.8 | 1931.7
7253 | 91293 | 68.3 | 1680.8
7254 | 91219 | 39.9 | 2186.1
7255 | 99005 | 109.1 | 1583.2
7256 | 98017 | 54.5 | 1731.4
7257 | 92123 | 90.1 | 1449.5
7258 | 91311 | 30.6 | 2218.3
7259 | 91237 | 69.8 | 1931.7
7260 | 91219 | 39.9 | 2186.1
7261 | 91219 | 39.9 | 2186.1
7262 | 92123 | 90.1 | 1449.5
7263 | 91219 | 39.9 | 2186.1
7264 | 92123 | 90.1 | 1449.5
7265 | 91219 | 39.9 | 2186.1
7267 | 91237 | 69.8 | 1931.7
7268 | 91219 | 39.9 | 2186.1
7270 | 91293 | 68.3 | 1680.8
7275 | 91293 | 68.3 | 1680.8
7276 | 91237 | 69.8 | 1931.7
7277 | 91237 | 69.8 | 1931.7
7290 | 91237 | 69.8 | 1931.7
7291 | 91237 | 69.8 | 1931.7
7292 | 91237 | 69.8 | 1931.7
7300 | 91311 | 30.6 | 2218.3
7301 | 91306 | 30.9 | 2320.4
7302 | 91306 | 30.9 | 2320.4
7303 | 91306 | 30.9 | 2320.4
7304 | 96033 | 0.5 | 4118.6
7305 | 91291 | 20.6 | 2445.7
7306 | 91291 | 20.6 | 2445.7
7307 | 91126 | 54.4 | 1954.4
7310 | 91126 | 54.4 | 1954.4
7315 | 91291 | 20.6 | 2445.7
7316 | 91107 | 46.9 | 2140.6
7320 | 91107 | 46.9 | 2140.6
7321 | 91107 | 46.9 | 2140.6
7322 | 91107 | 46.9 | 2140.6
7325 | 91107 | 46.9 | 2140.6
7330 | 91223 | 54.6 | 1905.2
7331 | 91292 | 50 | 2096.9
7466 | 97072 | 18.4 | 2147.1
7467 | 97072 | 18.4 | 2147.1
7468 | 97072 | 18.4 | 2147.1
7469 | 97072 | 18.4 | 2147.1
7470 | 97072 | 18.4 | 2147.1